## U SHAPE DATA
in:WIDTH | in:LENGTH | in:HIGHT | in:ORIENTATION | in:WINDOWS RATIO | out:AREA | out:FORM FACTOR | out:S/V RATIO | out:COOLING LOAD (KWH/M2) | out:HEATING LOAD (KWH/M2) | out:TOTAL LOAD (KWH/M2) | img | threeD
30 | 30 | 8 | 0 | 10% | 1496 | 1.8449 | 0.46123 | 43.7772 | 1.7658 | 45.5431 | WIDTH30_LENGTH30_HIGHT8_ORIENTATION0_WINDOWSRATIO10%_3Dview.U.png | WIDTH30_LENGTH30_HIGHT8_ORIENTATION0_WINDOWSRATIO10%.json
40 | 30 | 8 | 0 | 10% | 1716 | 1.8298 | 0.45746 | 43.9113 | 1.7065 | 45.6178 | WIDTH40_LENGTH30_HIGHT8_ORIENTATION0_WINDOWSRATIO10%_3Dview.U.png | WIDTH40_LENGTH30_HIGHT8_ORIENTATION0_WINDOWSRATIO10%.json
50 | 30 | 8 | 0 | 10% | 1936 | 1.8182 | 0.45455 | 43.9348 | 1.6789 | 45.6137 | WIDTH50_LENGTH30_HIGHT8_ORIENTATION0_WINDOWSRATIO10%_3Dview.U.png | WIDTH50_LENGTH30_HIGHT8_ORIENTATION0_WINDOWSRATIO10%.json
60 | 30 | 8 | 0 | 10% | 2156 | 1.8089 | 0.45223 | 43.9123 | 1.6684 | 45.5807 | WIDTH60_LENGTH30_HIGHT8_ORIENTATION0_WINDOWSRATIO10%_3Dview.U.png | WIDTH60_LENGTH30_HIGHT8_ORIENTATION0_WINDOWSRATIO10%.json
30 | 40 | 8 | 0 | 10% | 1936 | 1.8182 | 0.45455 | 43.6943 | 1.8064 | 45.5007 | WIDTH30_LENGTH40_HIGHT8_ORIENTATION0_WINDOWSRATIO10%_3Dview.U.png | WIDTH30_LENGTH40_HIGHT8_ORIENTATION0_WINDOWSRATIO10%.json
40 | 40 | 8 | 0 | 10% | 2156 | 1.8089 | 0.45223 | 43.8763 | 1.7344 | 45.6107 | WIDTH40_LENGTH40_HIGHT8_ORIENTATION0_WINDOWSRATIO10%_3Dview.U.png | WIDTH40_LENGTH40_HIGHT8_ORIENTATION0_WINDOWSRATIO10%.json
50 | 40 | 8 | 0 | 10% | 2376 | 1.8013 | 0.45034 | 43.9172 | 1.7036 | 45.6209 | WIDTH50_LENGTH40_HIGHT8_ORIENTATION0_WINDOWSRATIO10%_3Dview.U.png | WIDTH50_LENGTH40_HIGHT8_ORIENTATION0_WINDOWSRATIO10%.json
60 | 40 | 8 | 0 | 10% | 2596 | 1.7951 | 0.44877 | 43.9063 | 1.6916 | 45.5979 | WIDTH60_LENGTH40_HIGHT8_ORIENTATION0_WINDOWSRATIO10%_3Dview.U.png | WIDTH60_LENGTH40_HIGHT8_ORIENTATION0_WINDOWSRATIO10%.json
30 | 50 | 8 | 0 | 10% | 2376 | 1.8013 | 0.45034 | 43.6383 | 1.8332 | 45.4715 | WIDTH30_LENGTH50_HIGHT8_ORIENTATION0_WINDOWSRATIO10%_3Dview.U.png | WIDTH30_LENGTH50_HIGHT8_ORIENTATION0_WINDOWSRATIO10%.json
40 | 50 | 8 | 0 | 10% | 2596 | 1.7951 | 0.44877 | 43.8521 | 1.7528 | 45.6049 | WIDTH40_LENGTH50_HIGHT8_ORIENTATION0_WINDOWSRATIO10%_3Dview.U.png | WIDTH40_LENGTH50_HIGHT8_ORIENTATION0_WINDOWSRATIO10%.json
50 | 50 | 8 | 0 | 10% | 2816 | 1.7898 | 0.44744 | 43.9023 | 1.7223 | 45.6246 | WIDTH50_LENGTH50_HIGHT8_ORIENTATION0_WINDOWSRATIO10%_3Dview.U.png | WIDTH50_LENGTH50_HIGHT8_ORIENTATION0_WINDOWSRATIO10%.json
60 | 50 | 8 | 0 | 10% | 3036 | 1.7852 | 0.44631 | 43.9004 | 1.7086 | 45.6091 | WIDTH60_LENGTH50_HIGHT8_ORIENTATION0_WINDOWSRATIO10%_3Dview.U.png | WIDTH60_LENGTH50_HIGHT8_ORIENTATION0_WINDOWSRATIO10%.json
30 | 60 | 8 | 0 | 10% | 2816 | 1.7898 | 0.44744 | 43.5622 | 1.859 | 45.4212 | WIDTH30_LENGTH60_HIGHT8_ORIENTATION0_WINDOWSRATIO10%_3Dview.U.png | WIDTH30_LENGTH60_HIGHT8_ORIENTATION0_WINDOWSRATIO10%.json
40 | 60 | 8 | 0 | 10% | 3036 | 1.7852 | 0.44631 | 43.8003 | 1.7743 | 45.5747 | WIDTH40_LENGTH60_HIGHT8_ORIENTATION0_WINDOWSRATIO10%_3Dview.U.png | WIDTH40_LENGTH60_HIGHT8_ORIENTATION0_WINDOWSRATIO10%.json
50 | 60 | 8 | 0 | 10% | 3256 | 1.7813 | 0.44533 | 43.8603 | 1.7399 | 45.6002 | WIDTH50_LENGTH60_HIGHT8_ORIENTATION0_WINDOWSRATIO10%_3Dview.U.png | WIDTH50_LENGTH60_HIGHT8_ORIENTATION0_WINDOWSRATIO10%.json
60 | 60 | 8 | 0 | 10% | 3476 | 1.7779 | 0.44448 | 43.8676 | 1.7263 | 45.5939 | WIDTH60_LENGTH60_HIGHT8_ORIENTATION0_WINDOWSRATIO10%_3Dview.U.png | WIDTH60_LENGTH60_HIGHT8_ORIENTATION0_WINDOWSRATIO10%.json
30 | 30 | 12 | 0 | 10% | 2244 | 1.5116 | 0.3779 | 43.9709 | 1.6499 | 45.6208 | WIDTH30_LENGTH30_HIGHT12_ORIENTATION0_WINDOWSRATIO10%_3Dview.U.png | WIDTH30_LENGTH30_HIGHT12_ORIENTATION0_WINDOWSRATIO10%.json
40 | 30 | 12 | 0 | 10% | 2574 | 1.4965 | 0.37413 | 44.1292 | 1.5853 | 45.7145 | WIDTH40_LENGTH30_HIGHT12_ORIENTATION0_WINDOWSRATIO10%_3Dview.U.png | WIDTH40_LENGTH30_HIGHT12_ORIENTATION0_WINDOWSRATIO10%.json
50 | 30 | 12 | 0 | 10% | 2904 | 1.4848 | 0.37121 | 44.174 | 1.5544 | 45.7284 | WIDTH50_LENGTH30_HIGHT12_ORIENTATION0_WINDOWSRATIO10%_3Dview.U.png | WIDTH50_LENGTH30_HIGHT12_ORIENTATION0_WINDOWSRATIO10%.json
60 | 30 | 12 | 0 | 10% | 3234 | 1.4756 | 0.36889 | 44.1663 | 1.5409 | 45.7072 | WIDTH60_LENGTH30_HIGHT12_ORIENTATION0_WINDOWSRATIO10%_3Dview.U.png | WIDTH60_LENGTH30_HIGHT12_ORIENTATION0_WINDOWSRATIO10%.json
30 | 40 | 12 | 0 | 10% | 2904 | 1.4848 | 0.37121 | 43.8734 | 1.6943 | 45.5676 | WIDTH30_LENGTH40_HIGHT12_ORIENTATION0_WINDOWSRATIO10%_3Dview.U.png | WIDTH30_LENGTH40_HIGHT12_ORIENTATION0_WINDOWSRATIO10%.json
40 | 40 | 12 | 0 | 10% | 3234 | 1.4756 | 0.36889 | 44.0894 | 1.6147 | 45.7042 | WIDTH40_LENGTH40_HIGHT12_ORIENTATION0_WINDOWSRATIO10%_3Dview.U.png | WIDTH40_LENGTH40_HIGHT12_ORIENTATION0_WINDOWSRATIO10%.json
50 | 40 | 12 | 0 | 10% | 3564 | 1.468 | 0.367 | 44.1544 | 1.5785 | 45.7329 | WIDTH50_LENGTH40_HIGHT12_ORIENTATION0_WINDOWSRATIO10%_3Dview.U.png | WIDTH50_LENGTH40_HIGHT12_ORIENTATION0_WINDOWSRATIO10%.json
60 | 40 | 12 | 0 | 10% | 3894 | 1.4617 | 0.36543 | 44.1584 | 1.563 | 45.7213 | WIDTH60_LENGTH40_HIGHT12_ORIENTATION0_WINDOWSRATIO10%_3Dview.U.png | WIDTH60_LENGTH40_HIGHT12_ORIENTATION0_WINDOWSRATIO10%.json
30 | 50 | 12 | 0 | 10% | 3564 | 1.468 | 0.367 | 43.8067 | 1.7267 | 45.5334 | WIDTH30_LENGTH50_HIGHT12_ORIENTATION0_WINDOWSRATIO10%_3Dview.U.png | WIDTH30_LENGTH50_HIGHT12_ORIENTATION0_WINDOWSRATIO10%.json
40 | 50 | 12 | 0 | 10% | 3894 | 1.4617 | 0.36543 | 44.0586 | 1.6379 | 45.6965 | WIDTH40_LENGTH50_HIGHT12_ORIENTATION0_WINDOWSRATIO10%_3Dview.U.png | WIDTH40_LENGTH50_HIGHT12_ORIENTATION0_WINDOWSRATIO10%.json
50 | 50 | 12 | 0 | 10% | 4224 | 1.4564 | 0.36411 | 44.1375 | 1.5983 | 45.7358 | WIDTH50_LENGTH50_HIGHT12_ORIENTATION0_WINDOWSRATIO10%_3Dview.U.png | WIDTH50_LENGTH50_HIGHT12_ORIENTATION0_WINDOWSRATIO10%.json
60 | 50 | 12 | 0 | 10% | 4554 | 1.4519 | 0.36298 | 44.1504 | 1.5823 | 45.7328 | WIDTH60_LENGTH50_HIGHT12_ORIENTATION0_WINDOWSRATIO10%_3Dview.U.png | WIDTH60_LENGTH50_HIGHT12_ORIENTATION0_WINDOWSRATIO10%.json
30 | 60 | 12 | 0 | 10% | 4224 | 1.4564 | 0.36411 | 43.7208 | 1.7551 | 45.4758 | WIDTH30_LENGTH60_HIGHT12_ORIENTATION0_WINDOWSRATIO10%_3Dview.U.png | WIDTH30_LENGTH60_HIGHT12_ORIENTATION0_WINDOWSRATIO10%.json
40 | 60 | 12 | 0 | 10% | 4554 | 1.4519 | 0.36298 | 44.004 | 1.6598 | 45.6638 | WIDTH40_LENGTH60_HIGHT12_ORIENTATION0_WINDOWSRATIO10%_3Dview.U.png | WIDTH40_LENGTH60_HIGHT12_ORIENTATION0_WINDOWSRATIO10%.json
50 | 60 | 12 | 0 | 10% | 4884 | 1.448 | 0.362 | 44.0948 | 1.6179 | 45.7127 | WIDTH50_LENGTH60_HIGHT12_ORIENTATION0_WINDOWSRATIO10%_3Dview.U.png | WIDTH50_LENGTH60_HIGHT12_ORIENTATION0_WINDOWSRATIO10%.json
60 | 60 | 12 | 0 | 10% | 5214 | 1.4446 | 0.36114 | 44.1187 | 1.5987 | 45.7174 | WIDTH60_LENGTH60_HIGHT12_ORIENTATION0_WINDOWSRATIO10%_3Dview.U.png | WIDTH60_LENGTH60_HIGHT12_ORIENTATION0_WINDOWSRATIO10%.json
30 | 30 | 16 | 0 | 10% | 2992 | 1.3449 | 0.33623 | 44.0303 | 1.6038 | 45.6341 | WIDTH30_LENGTH30_HIGHT16_ORIENTATION0_WINDOWSRATIO10%_3Dview.U.png | WIDTH30_LENGTH30_HIGHT16_ORIENTATION0_WINDOWSRATIO10%.json
40 | 30 | 16 | 0 | 10% | 3432 | 1.3298 | 0.33246 | 44.1923 | 1.5402 | 45.7325 | WIDTH40_LENGTH30_HIGHT16_ORIENTATION0_WINDOWSRATIO10%_3Dview.U.png | WIDTH40_LENGTH30_HIGHT16_ORIENTATION0_WINDOWSRATIO10%.json
50 | 30 | 16 | 0 | 10% | 3872 | 1.3182 | 0.32955 | 44.2465 | 1.5058 | 45.7524 | WIDTH50_LENGTH30_HIGHT16_ORIENTATION0_WINDOWSRATIO10%_3Dview.U.png | WIDTH50_LENGTH30_HIGHT16_ORIENTATION0_WINDOWSRATIO10%.json
60 | 30 | 16 | 0 | 10% | 4312 | 1.3089 | 0.32723 | 44.2486 | 1.4906 | 45.7392 | WIDTH60_LENGTH30_HIGHT16_ORIENTATION0_WINDOWSRATIO10%_3Dview.U.png | WIDTH60_LENGTH30_HIGHT16_ORIENTATION0_WINDOWSRATIO10%.json
30 | 40 | 16 | 0 | 10% | 3872 | 1.3182 | 0.32955 | 43.9195 | 1.6532 | 45.5726 | WIDTH30_LENGTH40_HIGHT16_ORIENTATION0_WINDOWSRATIO10%_3Dview.U.png | WIDTH30_LENGTH40_HIGHT16_ORIENTATION0_WINDOWSRATIO10%.json
40 | 40 | 16 | 0 | 10% | 4312 | 1.3089 | 0.32723 | 44.1424 | 1.5729 | 45.7153 | WIDTH40_LENGTH40_HIGHT16_ORIENTATION0_WINDOWSRATIO10%_3Dview.U.png | WIDTH40_LENGTH40_HIGHT16_ORIENTATION0_WINDOWSRATIO10%.json
50 | 40 | 16 | 0 | 10% | 4752 | 1.3013 | 0.32534 | 44.2249 | 1.5316 | 45.7565 | WIDTH50_LENGTH40_HIGHT16_ORIENTATION0_WINDOWSRATIO10%_3Dview.U.png | WIDTH50_LENGTH40_HIGHT16_ORIENTATION0_WINDOWSRATIO10%.json
60 | 40 | 16 | 0 | 10% | 5192 | 1.2951 | 0.32377 | 44.2396 | 1.5158 | 45.7553 | WIDTH60_LENGTH40_HIGHT16_ORIENTATION0_WINDOWSRATIO10%_3Dview.U.png | WIDTH60_LENGTH40_HIGHT16_ORIENTATION0_WINDOWSRATIO10%.json
30 | 50 | 16 | 0 | 10% | 4752 | 1.3013 | 0.32534 | 43.845 | 1.6859 | 45.5309 | WIDTH30_LENGTH50_HIGHT16_ORIENTATION0_WINDOWSRATIO10%_3Dview.U.png | WIDTH30_LENGTH50_HIGHT16_ORIENTATION0_WINDOWSRATIO10%.json
40 | 50 | 16 | 0 | 10% | 5192 | 1.2951 | 0.32377 | 44.1072 | 1.5957 | 45.7029 | WIDTH40_LENGTH50_HIGHT16_ORIENTATION0_WINDOWSRATIO10%_3Dview.U.png | WIDTH40_LENGTH50_HIGHT16_ORIENTATION0_WINDOWSRATIO10%.json
50 | 50 | 16 | 0 | 10% | 5632 | 1.2898 | 0.32244 | 44.2053 | 1.5517 | 45.757 | WIDTH50_LENGTH50_HIGHT16_ORIENTATION0_WINDOWSRATIO10%_3Dview.U.png | WIDTH50_LENGTH50_HIGHT16_ORIENTATION0_WINDOWSRATIO10%.json
60 | 50 | 16 | 0 | 10% | 6072 | 1.2852 | 0.32131 | 44.2315 | 1.5313 | 45.7628 | WIDTH60_LENGTH50_HIGHT16_ORIENTATION0_WINDOWSRATIO10%_3Dview.U.png | WIDTH60_LENGTH50_HIGHT16_ORIENTATION0_WINDOWSRATIO10%.json
30 | 60 | 16 | 0 | 10% | 5632 | 1.2898 | 0.32244 | 43.7528 | 1.7174 | 45.4702 | WIDTH30_LENGTH60_HIGHT16_ORIENTATION0_WINDOWSRATIO10%_3Dview.U.png | WIDTH30_LENGTH60_HIGHT16_ORIENTATION0_WINDOWSRATIO10%.json
40 | 60 | 16 | 0 | 10% | 6072 | 1.2852 | 0.32131 | 44.0482 | 1.6192 | 45.6673 | WIDTH40_LENGTH60_HIGHT16_ORIENTATION0_WINDOWSRATIO10%_3Dview.U.png | WIDTH40_LENGTH60_HIGHT16_ORIENTATION0_WINDOWSRATIO10%.json
50 | 60 | 16 | 0 | 10% | 6512 | 1.2813 | 0.32033 | 44.161 | 1.5722 | 45.7331 | WIDTH50_LENGTH60_HIGHT16_ORIENTATION0_WINDOWSRATIO10%_3Dview.U.png | WIDTH50_LENGTH60_HIGHT16_ORIENTATION0_WINDOWSRATIO10%.json
60 | 60 | 16 | 0 | 10% | 6952 | 1.2779 | 0.31948 | 44.1976 | 1.5499 | 45.7475 | WIDTH60_LENGTH60_HIGHT16_ORIENTATION0_WINDOWSRATIO10%_3Dview.U.png | WIDTH60_LENGTH60_HIGHT16_ORIENTATION0_WINDOWSRATIO10%.json
30 | 30 | 8 | 45 | 10% | 1496 | 1.8449 | 0.46123 | 43.6888 | 1.8021 | 45.4909 | WIDTH30_LENGTH30_HIGHT8_ORIENTATION45_WINDOWSRATIO10%_3Dview.U.png | WIDTH30_LENGTH30_HIGHT8_ORIENTATION45_WINDOWSRATIO10%.json
40 | 30 | 8 | 45 | 10% | 1716 | 1.8298 | 0.45746 | 43.8083 | 1.7506 | 45.5588 | WIDTH40_LENGTH30_HIGHT8_ORIENTATION45_WINDOWSRATIO10%_3Dview.U.png | WIDTH40_LENGTH30_HIGHT8_ORIENTATION45_WINDOWSRATIO10%.json
50 | 30 | 8 | 45 | 10% | 1936 | 1.8182 | 0.45455 | 43.8184 | 1.7427 | 45.5611 | WIDTH50_LENGTH30_HIGHT8_ORIENTATION45_WINDOWSRATIO10%_3Dview.U.png | WIDTH50_LENGTH30_HIGHT8_ORIENTATION45_WINDOWSRATIO10%.json
60 | 30 | 8 | 45 | 10% | 2156 | 1.8089 | 0.45223 | 43.7936 | 1.7492 | 45.5427 | WIDTH60_LENGTH30_HIGHT8_ORIENTATION45_WINDOWSRATIO10%_3Dview.U.png | WIDTH60_LENGTH30_HIGHT8_ORIENTATION45_WINDOWSRATIO10%.json
30 | 40 | 8 | 45 | 10% | 1936 | 1.8182 | 0.45455 | 43.6166 | 1.8149 | 45.4314 | WIDTH30_LENGTH40_HIGHT8_ORIENTATION45_WINDOWSRATIO10%_3Dview.U.png | WIDTH30_LENGTH40_HIGHT8_ORIENTATION45_WINDOWSRATIO10%.json
40 | 40 | 8 | 45 | 10% | 2156 | 1.8089 | 0.45223 | 43.7768 | 1.7521 | 45.5288 | WIDTH40_LENGTH40_HIGHT8_ORIENTATION45_WINDOWSRATIO10%_3Dview.U.png | WIDTH40_LENGTH40_HIGHT8_ORIENTATION45_WINDOWSRATIO10%.json
50 | 40 | 8 | 45 | 10% | 2376 | 1.8013 | 0.45034 | 43.7986 | 1.7417 | 45.5403 | WIDTH50_LENGTH40_HIGHT8_ORIENTATION45_WINDOWSRATIO10%_3Dview.U.png | WIDTH50_LENGTH40_HIGHT8_ORIENTATION45_WINDOWSRATIO10%.json
60 | 40 | 8 | 45 | 10% | 2596 | 1.7951 | 0.44877 | 43.781 | 1.7447 | 45.5257 | WIDTH60_LENGTH40_HIGHT8_ORIENTATION45_WINDOWSRATIO10%_3Dview.U.png | WIDTH60_LENGTH40_HIGHT8_ORIENTATION45_WINDOWSRATIO10%.json
30 | 50 | 8 | 45 | 10% | 2376 | 1.8013 | 0.45034 | 43.5699 | 1.8232 | 45.3931 | WIDTH30_LENGTH50_HIGHT8_ORIENTATION45_WINDOWSRATIO10%_3Dview.U.png | WIDTH30_LENGTH50_HIGHT8_ORIENTATION45_WINDOWSRATIO10%.json
40 | 50 | 8 | 45 | 10% | 2596 | 1.7951 | 0.44877 | 43.7564 | 1.7527 | 45.509 | WIDTH40_LENGTH50_HIGHT8_ORIENTATION45_WINDOWSRATIO10%_3Dview.U.png | WIDTH40_LENGTH50_HIGHT8_ORIENTATION45_WINDOWSRATIO10%.json
50 | 50 | 8 | 45 | 10% | 2816 | 1.7898 | 0.44744 | 43.7846 | 1.7403 | 45.5249 | WIDTH50_LENGTH50_HIGHT8_ORIENTATION45_WINDOWSRATIO10%_3Dview.U.png | WIDTH50_LENGTH50_HIGHT8_ORIENTATION45_WINDOWSRATIO10%.json
60 | 50 | 8 | 45 | 10% | 3036 | 1.7852 | 0.44631 | 43.7741 | 1.7427 | 45.5168 | WIDTH60_LENGTH50_HIGHT8_ORIENTATION45_WINDOWSRATIO10%_3Dview.U.png | WIDTH60_LENGTH50_HIGHT8_ORIENTATION45_WINDOWSRATIO10%.json
30 | 60 | 8 | 45 | 10% | 2816 | 1.7898 | 0.44744 | 43.4969 | 1.8372 | 45.3341 | WIDTH30_LENGTH60_HIGHT8_ORIENTATION45_WINDOWSRATIO10%_3Dview.U.png | WIDTH30_LENGTH60_HIGHT8_ORIENTATION45_WINDOWSRATIO10%.json
40 | 60 | 8 | 45 | 10% | 3036 | 1.7852 | 0.44631 | 43.7054 | 1.7602 | 45.4655 | WIDTH40_LENGTH60_HIGHT8_ORIENTATION45_WINDOWSRATIO10%_3Dview.U.png | WIDTH40_LENGTH60_HIGHT8_ORIENTATION45_WINDOWSRATIO10%.json
50 | 60 | 8 | 45 | 10% | 3256 | 1.7813 | 0.44533 | 43.7426 | 1.7455 | 45.4882 | WIDTH50_LENGTH60_HIGHT8_ORIENTATION45_WINDOWSRATIO10%_3Dview.U.png | WIDTH50_LENGTH60_HIGHT8_ORIENTATION45_WINDOWSRATIO10%.json
60 | 60 | 8 | 45 | 10% | 3476 | 1.7779 | 0.44448 | 43.7409 | 1.746 | 45.4869 | WIDTH60_LENGTH60_HIGHT8_ORIENTATION45_WINDOWSRATIO10%_3Dview.U.png | WIDTH60_LENGTH60_HIGHT8_ORIENTATION45_WINDOWSRATIO10%.json
30 | 30 | 12 | 45 | 10% | 2244 | 1.5116 | 0.3779 | 43.8732 | 1.6967 | 45.5699 | WIDTH30_LENGTH30_HIGHT12_ORIENTATION45_WINDOWSRATIO10%_3Dview.U.png | WIDTH30_LENGTH30_HIGHT12_ORIENTATION45_WINDOWSRATIO10%.json
40 | 30 | 12 | 45 | 10% | 2574 | 1.4965 | 0.37413 | 44.0464 | 1.6278 | 45.6742 | WIDTH40_LENGTH30_HIGHT12_ORIENTATION45_WINDOWSRATIO10%_3Dview.U.png | WIDTH40_LENGTH30_HIGHT12_ORIENTATION45_WINDOWSRATIO10%.json
50 | 30 | 12 | 45 | 10% | 2904 | 1.4848 | 0.37121 | 44.0786 | 1.6103 | 45.6889 | WIDTH50_LENGTH30_HIGHT12_ORIENTATION45_WINDOWSRATIO10%_3Dview.U.png | WIDTH50_LENGTH30_HIGHT12_ORIENTATION45_WINDOWSRATIO10%.json
60 | 30 | 12 | 45 | 10% | 3234 | 1.4756 | 0.36889 | 44.0648 | 1.6128 | 45.6775 | WIDTH60_LENGTH30_HIGHT12_ORIENTATION45_WINDOWSRATIO10%_3Dview.U.png | WIDTH60_LENGTH30_HIGHT12_ORIENTATION45_WINDOWSRATIO10%.json
30 | 40 | 12 | 45 | 10% | 2904 | 1.4848 | 0.37121 | 43.7906 | 1.7153 | 45.5059 | WIDTH30_LENGTH40_HIGHT12_ORIENTATION45_WINDOWSRATIO10%_3Dview.U.png | WIDTH30_LENGTH40_HIGHT12_ORIENTATION45_WINDOWSRATIO10%.json
40 | 40 | 12 | 45 | 10% | 3234 | 1.4756 | 0.36889 | 44.013 | 1.6304 | 45.6434 | WIDTH40_LENGTH40_HIGHT12_ORIENTATION45_WINDOWSRATIO10%_3Dview.U.png | WIDTH40_LENGTH40_HIGHT12_ORIENTATION45_WINDOWSRATIO10%.json
50 | 40 | 12 | 45 | 10% | 3564 | 1.468 | 0.367 | 44.0581 | 1.6107 | 45.6687 | WIDTH50_LENGTH40_HIGHT12_ORIENTATION45_WINDOWSRATIO10%_3Dview.U.png | WIDTH50_LENGTH40_HIGHT12_ORIENTATION45_WINDOWSRATIO10%.json
60 | 40 | 12 | 45 | 10% | 3894 | 1.4617 | 0.36543 | 44.0517 | 1.6106 | 45.6624 | WIDTH60_LENGTH40_HIGHT12_ORIENTATION45_WINDOWSRATIO10%_3Dview.U.png | WIDTH60_LENGTH40_HIGHT12_ORIENTATION45_WINDOWSRATIO10%.json
30 | 50 | 12 | 45 | 10% | 3564 | 1.468 | 0.367 | 43.7343 | 1.7295 | 45.4637 | WIDTH30_LENGTH50_HIGHT12_ORIENTATION45_WINDOWSRATIO10%_3Dview.U.png | WIDTH30_LENGTH50_HIGHT12_ORIENTATION45_WINDOWSRATIO10%.json
40 | 50 | 12 | 45 | 10% | 3894 | 1.4617 | 0.36543 | 43.9905 | 1.6339 | 45.6245 | WIDTH40_LENGTH50_HIGHT12_ORIENTATION45_WINDOWSRATIO10%_3Dview.U.png | WIDTH40_LENGTH50_HIGHT12_ORIENTATION45_WINDOWSRATIO10%.json
50 | 50 | 12 | 45 | 10% | 4224 | 1.4564 | 0.36411 | 44.0455 | 1.6096 | 45.6551 | WIDTH50_LENGTH50_HIGHT12_ORIENTATION45_WINDOWSRATIO10%_3Dview.U.png | WIDTH50_LENGTH50_HIGHT12_ORIENTATION45_WINDOWSRATIO10%.json
60 | 50 | 12 | 45 | 10% | 4554 | 1.4519 | 0.36298 | 44.0464 | 1.6072 | 45.6535 | WIDTH60_LENGTH50_HIGHT12_ORIENTATION45_WINDOWSRATIO10%_3Dview.U.png | WIDTH60_LENGTH50_HIGHT12_ORIENTATION45_WINDOWSRATIO10%.json
30 | 60 | 12 | 45 | 10% | 4224 | 1.4564 | 0.36411 | 43.6555 | 1.7465 | 45.402 | WIDTH30_LENGTH60_HIGHT12_ORIENTATION45_WINDOWSRATIO10%_3Dview.U.png | WIDTH30_LENGTH60_HIGHT12_ORIENTATION45_WINDOWSRATIO10%.json
40 | 60 | 12 | 45 | 10% | 4554 | 1.4519 | 0.36298 | 43.9417 | 1.6425 | 45.5842 | WIDTH40_LENGTH60_HIGHT12_ORIENTATION45_WINDOWSRATIO10%_3Dview.U.png | WIDTH40_LENGTH60_HIGHT12_ORIENTATION45_WINDOWSRATIO10%.json
50 | 60 | 12 | 45 | 10% | 4884 | 1.448 | 0.362 | 44.0066 | 1.6153 | 45.6219 | WIDTH50_LENGTH60_HIGHT12_ORIENTATION45_WINDOWSRATIO10%_3Dview.U.png | WIDTH50_LENGTH60_HIGHT12_ORIENTATION45_WINDOWSRATIO10%.json
60 | 60 | 12 | 45 | 10% | 5214 | 1.4446 | 0.36114 | 44.0157 | 1.6107 | 45.6264 | WIDTH60_LENGTH60_HIGHT12_ORIENTATION45_WINDOWSRATIO10%_3Dview.U.png | WIDTH60_LENGTH60_HIGHT12_ORIENTATION45_WINDOWSRATIO10%.json
30 | 30 | 16 | 45 | 10% | 2992 | 1.3449 | 0.33623 | 43.9222 | 1.6587 | 45.5809 | WIDTH30_LENGTH30_HIGHT16_ORIENTATION45_WINDOWSRATIO10%_3Dview.U.png | WIDTH30_LENGTH30_HIGHT16_ORIENTATION45_WINDOWSRATIO10%.json
40 | 30 | 16 | 45 | 10% | 3432 | 1.3298 | 0.33246 | 44.1144 | 1.5873 | 45.7017 | WIDTH40_LENGTH30_HIGHT16_ORIENTATION45_WINDOWSRATIO10%_3Dview.U.png | WIDTH40_LENGTH30_HIGHT16_ORIENTATION45_WINDOWSRATIO10%.json
50 | 30 | 16 | 45 | 10% | 3872 | 1.3182 | 0.32955 | 44.1697 | 1.5599 | 45.7296 | WIDTH50_LENGTH30_HIGHT16_ORIENTATION45_WINDOWSRATIO10%_3Dview.U.png | WIDTH50_LENGTH30_HIGHT16_ORIENTATION45_WINDOWSRATIO10%.json
60 | 30 | 16 | 45 | 10% | 4312 | 1.3089 | 0.32723 | 44.1651 | 1.5576 | 45.7227 | WIDTH60_LENGTH30_HIGHT16_ORIENTATION45_WINDOWSRATIO10%_3Dview.U.png | WIDTH60_LENGTH30_HIGHT16_ORIENTATION45_WINDOWSRATIO10%.json
30 | 40 | 16 | 45 | 10% | 3872 | 1.3182 | 0.32955 | 43.8265 | 1.6819 | 45.5084 | WIDTH30_LENGTH40_HIGHT16_ORIENTATION45_WINDOWSRATIO10%_3Dview.U.png | WIDTH30_LENGTH40_HIGHT16_ORIENTATION45_WINDOWSRATIO10%.json
40 | 40 | 16 | 45 | 10% | 4312 | 1.3089 | 0.32723 | 44.073 | 1.593 | 45.666 | WIDTH40_LENGTH40_HIGHT16_ORIENTATION45_WINDOWSRATIO10%_3Dview.U.png | WIDTH40_LENGTH40_HIGHT16_ORIENTATION45_WINDOWSRATIO10%.json
50 | 40 | 16 | 45 | 10% | 4752 | 1.3013 | 0.32534 | 44.1467 | 1.5595 | 45.7062 | WIDTH50_LENGTH40_HIGHT16_ORIENTATION45_WINDOWSRATIO10%_3Dview.U.png | WIDTH50_LENGTH40_HIGHT16_ORIENTATION45_WINDOWSRATIO10%.json
60 | 40 | 16 | 45 | 10% | 5192 | 1.2951 | 0.32377 | 44.1509 | 1.5542 | 45.7051 | WIDTH60_LENGTH40_HIGHT16_ORIENTATION45_WINDOWSRATIO10%_3Dview.U.png | WIDTH60_LENGTH40_HIGHT16_ORIENTATION45_WINDOWSRATIO10%.json
30 | 50 | 16 | 45 | 10% | 4752 | 1.3013 | 0.32534 | 43.7605 | 1.697 | 45.4575 | WIDTH30_LENGTH50_HIGHT16_ORIENTATION45_WINDOWSRATIO10%_3Dview.U.png | WIDTH30_LENGTH50_HIGHT16_ORIENTATION45_WINDOWSRATIO10%.json
40 | 50 | 16 | 45 | 10% | 5192 | 1.2951 | 0.32377 | 44.0468 | 1.5965 | 45.6433 | WIDTH40_LENGTH50_HIGHT16_ORIENTATION45_WINDOWSRATIO10%_3Dview.U.png | WIDTH40_LENGTH50_HIGHT16_ORIENTATION45_WINDOWSRATIO10%.json
50 | 50 | 16 | 45 | 10% | 5632 | 1.2898 | 0.32244 | 44.1317 | 1.5594 | 45.6911 | WIDTH50_LENGTH50_HIGHT16_ORIENTATION45_WINDOWSRATIO10%_3Dview.U.png | WIDTH50_LENGTH50_HIGHT16_ORIENTATION45_WINDOWSRATIO10%.json
60 | 50 | 16 | 45 | 10% | 6072 | 1.2852 | 0.32131 | 44.1447 | 1.5514 | 45.6962 | WIDTH60_LENGTH50_HIGHT16_ORIENTATION45_WINDOWSRATIO10%_3Dview.U.png | WIDTH60_LENGTH50_HIGHT16_ORIENTATION45_WINDOWSRATIO10%.json
30 | 60 | 16 | 45 | 10% | 5632 | 1.2898 | 0.32244 | 43.6761 | 1.7163 | 45.3924 | WIDTH30_LENGTH60_HIGHT16_ORIENTATION45_WINDOWSRATIO10%_3Dview.U.png | WIDTH30_LENGTH60_HIGHT16_ORIENTATION45_WINDOWSRATIO10%.json
40 | 60 | 16 | 45 | 10% | 6072 | 1.2852 | 0.32131 | 43.9953 | 1.6066 | 45.6019 | WIDTH40_LENGTH60_HIGHT16_ORIENTATION45_WINDOWSRATIO10%_3Dview.U.png | WIDTH40_LENGTH60_HIGHT16_ORIENTATION45_WINDOWSRATIO10%.json
50 | 60 | 16 | 45 | 10% | 6512 | 1.2813 | 0.32033 | 44.0924 | 1.566 | 45.6584 | WIDTH50_LENGTH60_HIGHT16_ORIENTATION45_WINDOWSRATIO10%_3Dview.U.png | WIDTH50_LENGTH60_HIGHT16_ORIENTATION45_WINDOWSRATIO10%.json
60 | 60 | 16 | 45 | 10% | 6952 | 1.2779 | 0.31948 | 44.1132 | 1.5556 | 45.6688 | WIDTH60_LENGTH60_HIGHT16_ORIENTATION45_WINDOWSRATIO10%_3Dview.U.png | WIDTH60_LENGTH60_HIGHT16_ORIENTATION45_WINDOWSRATIO10%.json
30 | 30 | 8 | 90 | 10% | 1496 | 1.8449 | 0.46123 | 43.9158 | 1.6699 | 45.5857 | WIDTH30_LENGTH30_HIGHT8_ORIENTATION90_WINDOWSRATIO10%_3Dview.U.png | WIDTH30_LENGTH30_HIGHT8_ORIENTATION90_WINDOWSRATIO10%.json
40 | 30 | 8 | 90 | 10% | 1716 | 1.8298 | 0.45746 | 43.9601 | 1.6614 | 45.6215 | WIDTH40_LENGTH30_HIGHT8_ORIENTATION90_WINDOWSRATIO10%_3Dview.U.png | WIDTH40_LENGTH30_HIGHT8_ORIENTATION90_WINDOWSRATIO10%.json
50 | 30 | 8 | 90 | 10% | 1936 | 1.8182 | 0.45455 | 43.9548 | 1.6751 | 45.6299 | WIDTH50_LENGTH30_HIGHT8_ORIENTATION90_WINDOWSRATIO10%_3Dview.U.png | WIDTH50_LENGTH30_HIGHT8_ORIENTATION90_WINDOWSRATIO10%.json
60 | 30 | 8 | 90 | 10% | 2156 | 1.8089 | 0.45223 | 43.9438 | 1.6871 | 45.6309 | WIDTH60_LENGTH30_HIGHT8_ORIENTATION90_WINDOWSRATIO10%_3Dview.U.png | WIDTH60_LENGTH30_HIGHT8_ORIENTATION90_WINDOWSRATIO10%.json
30 | 40 | 8 | 90 | 10% | 1936 | 1.8182 | 0.45455 | 43.8711 | 1.6563 | 45.5274 | WIDTH30_LENGTH40_HIGHT8_ORIENTATION90_WINDOWSRATIO10%_3Dview.U.png | WIDTH30_LENGTH40_HIGHT8_ORIENTATION90_WINDOWSRATIO10%.json
40 | 40 | 8 | 90 | 10% | 2156 | 1.8089 | 0.45223 | 43.942 | 1.6338 | 45.5757 | WIDTH40_LENGTH40_HIGHT8_ORIENTATION90_WINDOWSRATIO10%_3Dview.U.png | WIDTH40_LENGTH40_HIGHT8_ORIENTATION90_WINDOWSRATIO10%.json
50 | 40 | 8 | 90 | 10% | 2376 | 1.8013 | 0.45034 | 43.9433 | 1.6462 | 45.5894 | WIDTH50_LENGTH40_HIGHT8_ORIENTATION90_WINDOWSRATIO10%_3Dview.U.png | WIDTH50_LENGTH40_HIGHT8_ORIENTATION90_WINDOWSRATIO10%.json
60 | 40 | 8 | 90 | 10% | 2596 | 1.7951 | 0.44877 | 43.9363 | 1.6593 | 45.5956 | WIDTH60_LENGTH40_HIGHT8_ORIENTATION90_WINDOWSRATIO10%_3Dview.U.png | WIDTH60_LENGTH40_HIGHT8_ORIENTATION90_WINDOWSRATIO10%.json
30 | 50 | 8 | 90 | 10% | 2376 | 1.8013 | 0.45034 | 43.8445 | 1.648 | 45.4925 | WIDTH30_LENGTH50_HIGHT8_ORIENTATION90_WINDOWSRATIO10%_3Dview.U.png | WIDTH30_LENGTH50_HIGHT8_ORIENTATION90_WINDOWSRATIO10%.json
40 | 50 | 8 | 90 | 10% | 2596 | 1.7951 | 0.44877 | 43.9299 | 1.6157 | 45.5456 | WIDTH40_LENGTH50_HIGHT8_ORIENTATION90_WINDOWSRATIO10%_3Dview.U.png | WIDTH40_LENGTH50_HIGHT8_ORIENTATION90_WINDOWSRATIO10%.json
50 | 50 | 8 | 90 | 10% | 2816 | 1.7898 | 0.44744 | 43.9365 | 1.6274 | 45.5639 | WIDTH50_LENGTH50_HIGHT8_ORIENTATION90_WINDOWSRATIO10%_3Dview.U.png | WIDTH50_LENGTH50_HIGHT8_ORIENTATION90_WINDOWSRATIO10%.json
60 | 50 | 8 | 90 | 10% | 3036 | 1.7852 | 0.44631 | 43.9339 | 1.6379 | 45.5718 | WIDTH60_LENGTH50_HIGHT8_ORIENTATION90_WINDOWSRATIO10%_3Dview.U.png | WIDTH60_LENGTH50_HIGHT8_ORIENTATION90_WINDOWSRATIO10%.json
30 | 60 | 8 | 90 | 10% | 2816 | 1.7898 | 0.44744 | 43.7868 | 1.6515 | 45.4383 | WIDTH30_LENGTH60_HIGHT8_ORIENTATION90_WINDOWSRATIO10%_3Dview.U.png | WIDTH30_LENGTH60_HIGHT8_ORIENTATION90_WINDOWSRATIO10%.json
40 | 60 | 8 | 90 | 10% | 3036 | 1.7852 | 0.44631 | 43.8889 | 1.6098 | 45.4987 | WIDTH40_LENGTH60_HIGHT8_ORIENTATION90_WINDOWSRATIO10%_3Dview.U.png | WIDTH40_LENGTH60_HIGHT8_ORIENTATION90_WINDOWSRATIO10%.json
50 | 60 | 8 | 90 | 10% | 3256 | 1.7813 | 0.44533 | 43.8984 | 1.6191 | 45.5176 | WIDTH50_LENGTH60_HIGHT8_ORIENTATION90_WINDOWSRATIO10%_3Dview.U.png | WIDTH50_LENGTH60_HIGHT8_ORIENTATION90_WINDOWSRATIO10%.json
60 | 60 | 8 | 90 | 10% | 3476 | 1.7779 | 0.44448 | 43.9018 | 1.6283 | 45.5301 | WIDTH60_LENGTH60_HIGHT8_ORIENTATION90_WINDOWSRATIO10%_3Dview.U.png | WIDTH60_LENGTH60_HIGHT8_ORIENTATION90_WINDOWSRATIO10%.json
30 | 30 | 12 | 90 | 10% | 2244 | 1.5116 | 0.3779 | 44.0764 | 1.5892 | 45.6656 | WIDTH30_LENGTH30_HIGHT12_ORIENTATION90_WINDOWSRATIO10%_3Dview.U.png | WIDTH30_LENGTH30_HIGHT12_ORIENTATION90_WINDOWSRATIO10%.json
40 | 30 | 12 | 90 | 10% | 2574 | 1.4965 | 0.37413 | 44.214 | 1.5341 | 45.7481 | WIDTH40_LENGTH30_HIGHT12_ORIENTATION90_WINDOWSRATIO10%_3Dview.U.png | WIDTH40_LENGTH30_HIGHT12_ORIENTATION90_WINDOWSRATIO10%.json
50 | 30 | 12 | 90 | 10% | 2904 | 1.4848 | 0.37121 | 44.2132 | 1.5462 | 45.7594 | WIDTH50_LENGTH30_HIGHT12_ORIENTATION90_WINDOWSRATIO10%_3Dview.U.png | WIDTH50_LENGTH30_HIGHT12_ORIENTATION90_WINDOWSRATIO10%.json
60 | 30 | 12 | 90 | 10% | 3234 | 1.4756 | 0.36889 | 44.2069 | 1.5565 | 45.7633 | WIDTH60_LENGTH30_HIGHT12_ORIENTATION90_WINDOWSRATIO10%_3Dview.U.png | WIDTH60_LENGTH30_HIGHT12_ORIENTATION90_WINDOWSRATIO10%.json
30 | 40 | 12 | 90 | 10% | 2904 | 1.4848 | 0.37121 | 44.0066 | 1.5902 | 45.5967 | WIDTH30_LENGTH40_HIGHT12_ORIENTATION90_WINDOWSRATIO10%_3Dview.U.png | WIDTH30_LENGTH40_HIGHT12_ORIENTATION90_WINDOWSRATIO10%.json
40 | 40 | 12 | 90 | 10% | 3234 | 1.4756 | 0.36889 | 44.2069 | 1.5034 | 45.7103 | WIDTH40_LENGTH40_HIGHT12_ORIENTATION90_WINDOWSRATIO10%_3Dview.U.png | WIDTH40_LENGTH40_HIGHT12_ORIENTATION90_WINDOWSRATIO10%.json
50 | 40 | 12 | 90 | 10% | 3564 | 1.468 | 0.367 | 44.2115 | 1.5149 | 45.7264 | WIDTH50_LENGTH40_HIGHT12_ORIENTATION90_WINDOWSRATIO10%_3Dview.U.png | WIDTH50_LENGTH40_HIGHT12_ORIENTATION90_WINDOWSRATIO10%.json
60 | 40 | 12 | 90 | 10% | 3894 | 1.4617 | 0.36543 | 44.2071 | 1.5272 | 45.7343 | WIDTH60_LENGTH40_HIGHT12_ORIENTATION90_WINDOWSRATIO10%_3Dview.U.png | WIDTH60_LENGTH40_HIGHT12_ORIENTATION90_WINDOWSRATIO10%.json
30 | 50 | 12 | 90 | 10% | 3564 | 1.468 | 0.367 | 43.9602 | 1.5913 | 45.5516 | WIDTH30_LENGTH50_HIGHT12_ORIENTATION90_WINDOWSRATIO10%_3Dview.U.png | WIDTH30_LENGTH50_HIGHT12_ORIENTATION90_WINDOWSRATIO10%.json
40 | 50 | 12 | 90 | 10% | 3894 | 1.4617 | 0.36543 | 44.2032 | 1.4827 | 45.6859 | WIDTH40_LENGTH50_HIGHT12_ORIENTATION90_WINDOWSRATIO10%_3Dview.U.png | WIDTH40_LENGTH50_HIGHT12_ORIENTATION90_WINDOWSRATIO10%.json
50 | 50 | 12 | 90 | 10% | 4224 | 1.4564 | 0.36411 | 44.2098 | 1.4917 | 45.7016 | WIDTH50_LENGTH50_HIGHT12_ORIENTATION90_WINDOWSRATIO10%_3Dview.U.png | WIDTH50_LENGTH50_HIGHT12_ORIENTATION90_WINDOWSRATIO10%.json
60 | 50 | 12 | 90 | 10% | 4554 | 1.4519 | 0.36298 | 44.2091 | 1.5036 | 45.7126 | WIDTH60_LENGTH50_HIGHT12_ORIENTATION90_WINDOWSRATIO10%_3Dview.U.png | WIDTH60_LENGTH50_HIGHT12_ORIENTATION90_WINDOWSRATIO10%.json
30 | 60 | 12 | 90 | 10% | 4224 | 1.4564 | 0.36411 | 43.8887 | 1.6019 | 45.4906 | WIDTH30_LENGTH60_HIGHT12_ORIENTATION90_WINDOWSRATIO10%_3Dview.U.png | WIDTH30_LENGTH60_HIGHT12_ORIENTATION90_WINDOWSRATIO10%.json
40 | 60 | 12 | 90 | 10% | 4554 | 1.4519 | 0.36298 | 44.1657 | 1.4753 | 45.6409 | WIDTH40_LENGTH60_HIGHT12_ORIENTATION90_WINDOWSRATIO10%_3Dview.U.png | WIDTH40_LENGTH60_HIGHT12_ORIENTATION90_WINDOWSRATIO10%.json
50 | 60 | 12 | 90 | 10% | 4884 | 1.448 | 0.362 | 44.1778 | 1.4833 | 45.6611 | WIDTH50_LENGTH60_HIGHT12_ORIENTATION90_WINDOWSRATIO10%_3Dview.U.png | WIDTH50_LENGTH60_HIGHT12_ORIENTATION90_WINDOWSRATIO10%.json
60 | 60 | 12 | 90 | 10% | 5214 | 1.4446 | 0.36114 | 44.1812 | 1.4923 | 45.6735 | WIDTH60_LENGTH60_HIGHT12_ORIENTATION90_WINDOWSRATIO10%_3Dview.U.png | WIDTH60_LENGTH60_HIGHT12_ORIENTATION90_WINDOWSRATIO10%.json
30 | 30 | 16 | 90 | 10% | 2992 | 1.3449 | 0.33623 | 44.1178 | 1.5576 | 45.6754 | WIDTH30_LENGTH30_HIGHT16_ORIENTATION90_WINDOWSRATIO10%_3Dview.U.png | WIDTH30_LENGTH30_HIGHT16_ORIENTATION90_WINDOWSRATIO10%.json
40 | 30 | 16 | 90 | 10% | 3432 | 1.3298 | 0.33246 | 44.298 | 1.4864 | 45.7844 | WIDTH40_LENGTH30_HIGHT16_ORIENTATION90_WINDOWSRATIO10%_3Dview.U.png | WIDTH40_LENGTH30_HIGHT16_ORIENTATION90_WINDOWSRATIO10%.json
50 | 30 | 16 | 90 | 10% | 3872 | 1.3182 | 0.32955 | 44.3049 | 1.4941 | 45.799 | WIDTH50_LENGTH30_HIGHT16_ORIENTATION90_WINDOWSRATIO10%_3Dview.U.png | WIDTH50_LENGTH30_HIGHT16_ORIENTATION90_WINDOWSRATIO10%.json
60 | 30 | 16 | 90 | 10% | 4312 | 1.3089 | 0.32723 | 44.3003 | 1.5051 | 45.8054 | WIDTH60_LENGTH30_HIGHT16_ORIENTATION90_WINDOWSRATIO10%_3Dview.U.png | WIDTH60_LENGTH30_HIGHT16_ORIENTATION90_WINDOWSRATIO10%.json
30 | 40 | 16 | 90 | 10% | 3872 | 1.3182 | 0.32955 | 44.0296 | 1.5685 | 45.5981 | WIDTH30_LENGTH40_HIGHT16_ORIENTATION90_WINDOWSRATIO10%_3Dview.U.png | WIDTH30_LENGTH40_HIGHT16_ORIENTATION90_WINDOWSRATIO10%.json
40 | 40 | 16 | 90 | 10% | 4312 | 1.3089 | 0.32723 | 44.2917 | 1.4595 | 45.7512 | WIDTH40_LENGTH40_HIGHT16_ORIENTATION90_WINDOWSRATIO10%_3Dview.U.png | WIDTH40_LENGTH40_HIGHT16_ORIENTATION90_WINDOWSRATIO10%.json
50 | 40 | 16 | 90 | 10% | 4752 | 1.3013 | 0.32534 | 44.3068 | 1.4638 | 45.7706 | WIDTH50_LENGTH40_HIGHT16_ORIENTATION90_WINDOWSRATIO10%_3Dview.U.png | WIDTH50_LENGTH40_HIGHT16_ORIENTATION90_WINDOWSRATIO10%.json
60 | 40 | 16 | 90 | 10% | 5192 | 1.2951 | 0.32377 | 44.3039 | 1.4743 | 45.7782 | WIDTH60_LENGTH40_HIGHT16_ORIENTATION90_WINDOWSRATIO10%_3Dview.U.png | WIDTH60_LENGTH40_HIGHT16_ORIENTATION90_WINDOWSRATIO10%.json
30 | 50 | 16 | 90 | 10% | 4752 | 1.3013 | 0.32534 | 43.9701 | 1.5749 | 45.545 | WIDTH30_LENGTH50_HIGHT16_ORIENTATION90_WINDOWSRATIO10%_3Dview.U.png | WIDTH30_LENGTH50_HIGHT16_ORIENTATION90_WINDOWSRATIO10%.json
40 | 50 | 16 | 90 | 10% | 5192 | 1.2951 | 0.32377 | 44.2888 | 1.4392 | 45.728 | WIDTH40_LENGTH50_HIGHT16_ORIENTATION90_WINDOWSRATIO10%_3Dview.U.png | WIDTH40_LENGTH50_HIGHT16_ORIENTATION90_WINDOWSRATIO10%.json
50 | 50 | 16 | 90 | 10% | 5632 | 1.2898 | 0.32244 | 44.3108 | 1.4386 | 45.7494 | WIDTH50_LENGTH50_HIGHT16_ORIENTATION90_WINDOWSRATIO10%_3Dview.U.png | WIDTH50_LENGTH50_HIGHT16_ORIENTATION90_WINDOWSRATIO10%.json
60 | 50 | 16 | 90 | 10% | 6072 | 1.2852 | 0.32131 | 44.3093 | 1.4505 | 45.7598 | WIDTH60_LENGTH50_HIGHT16_ORIENTATION90_WINDOWSRATIO10%_3Dview.U.png | WIDTH60_LENGTH50_HIGHT16_ORIENTATION90_WINDOWSRATIO10%.json
30 | 60 | 16 | 90 | 10% | 5632 | 1.2898 | 0.32244 | 43.8857 | 1.5903 | 45.4761 | WIDTH30_LENGTH60_HIGHT16_ORIENTATION90_WINDOWSRATIO10%_3Dview.U.png | WIDTH30_LENGTH60_HIGHT16_ORIENTATION90_WINDOWSRATIO10%.json
40 | 60 | 16 | 90 | 10% | 6072 | 1.2852 | 0.32131 | 44.2511 | 1.4334 | 45.6845 | WIDTH40_LENGTH60_HIGHT16_ORIENTATION90_WINDOWSRATIO10%_3Dview.U.png | WIDTH40_LENGTH60_HIGHT16_ORIENTATION90_WINDOWSRATIO10%.json
50 | 60 | 16 | 90 | 10% | 6512 | 1.2813 | 0.32033 | 44.2825 | 1.4274 | 45.7098 | WIDTH50_LENGTH60_HIGHT16_ORIENTATION90_WINDOWSRATIO10%_3Dview.U.png | WIDTH50_LENGTH60_HIGHT16_ORIENTATION90_WINDOWSRATIO10%.json
60 | 60 | 16 | 90 | 10% | 6952 | 1.2779 | 0.31948 | 44.2852 | 1.4382 | 45.7234 | WIDTH60_LENGTH60_HIGHT16_ORIENTATION90_WINDOWSRATIO10%_3Dview.U.png | WIDTH60_LENGTH60_HIGHT16_ORIENTATION90_WINDOWSRATIO10%.json
30 | 30 | 8 | 135 | 10% | 1496 | 1.8449 | 0.46123 | 43.6894 | 1.8099 | 45.4993 | WIDTH30_LENGTH30_HIGHT8_ORIENTATION135_WINDOWSRATIO10%_3Dview.U.png | WIDTH30_LENGTH30_HIGHT8_ORIENTATION135_WINDOWSRATIO10%.json
40 | 30 | 8 | 135 | 10% | 1716 | 1.8298 | 0.45746 | 43.8083 | 1.7553 | 45.5636 | WIDTH40_LENGTH30_HIGHT8_ORIENTATION135_WINDOWSRATIO10%_3Dview.U.png | WIDTH40_LENGTH30_HIGHT8_ORIENTATION135_WINDOWSRATIO10%.json
50 | 30 | 8 | 135 | 10% | 1936 | 1.8182 | 0.45455 | 43.795 | 1.7481 | 45.5431 | WIDTH50_LENGTH30_HIGHT8_ORIENTATION135_WINDOWSRATIO10%_3Dview.U.png | WIDTH50_LENGTH30_HIGHT8_ORIENTATION135_WINDOWSRATIO10%.json
60 | 30 | 8 | 135 | 10% | 2156 | 1.8089 | 0.45223 | 43.8156 | 1.7384 | 45.554 | WIDTH60_LENGTH30_HIGHT8_ORIENTATION135_WINDOWSRATIO10%_3Dview.U.png | WIDTH60_LENGTH30_HIGHT8_ORIENTATION135_WINDOWSRATIO10%.json
30 | 40 | 8 | 135 | 10% | 1936 | 1.8182 | 0.45455 | 43.6208 | 1.8293 | 45.4501 | WIDTH30_LENGTH40_HIGHT8_ORIENTATION135_WINDOWSRATIO10%_3Dview.U.png | WIDTH30_LENGTH40_HIGHT8_ORIENTATION135_WINDOWSRATIO10%.json
40 | 40 | 8 | 135 | 10% | 2156 | 1.8089 | 0.45223 | 43.7805 | 1.7646 | 45.5451 | WIDTH40_LENGTH40_HIGHT8_ORIENTATION135_WINDOWSRATIO10%_3Dview.U.png | WIDTH40_LENGTH40_HIGHT8_ORIENTATION135_WINDOWSRATIO10%.json
50 | 40 | 8 | 135 | 10% | 2376 | 1.8013 | 0.45034 | 43.7832 | 1.7534 | 45.5366 | WIDTH50_LENGTH40_HIGHT8_ORIENTATION135_WINDOWSRATIO10%_3Dview.U.png | WIDTH50_LENGTH40_HIGHT8_ORIENTATION135_WINDOWSRATIO10%.json
60 | 40 | 8 | 135 | 10% | 2596 | 1.7951 | 0.44877 | 43.8036 | 1.7424 | 45.5461 | WIDTH60_LENGTH40_HIGHT8_ORIENTATION135_WINDOWSRATIO10%_3Dview.U.png | WIDTH60_LENGTH40_HIGHT8_ORIENTATION135_WINDOWSRATIO10%.json
30 | 50 | 8 | 135 | 10% | 2376 | 1.8013 | 0.45034 | 43.5754 | 1.8416 | 45.417 | WIDTH30_LENGTH50_HIGHT8_ORIENTATION135_WINDOWSRATIO10%_3Dview.U.png | WIDTH30_LENGTH50_HIGHT8_ORIENTATION135_WINDOWSRATIO10%.json
40 | 50 | 8 | 135 | 10% | 2596 | 1.7951 | 0.44877 | 43.7621 | 1.7698 | 45.5319 | WIDTH40_LENGTH50_HIGHT8_ORIENTATION135_WINDOWSRATIO10%_3Dview.U.png | WIDTH40_LENGTH50_HIGHT8_ORIENTATION135_WINDOWSRATIO10%.json
50 | 50 | 8 | 135 | 10% | 2816 | 1.7898 | 0.44744 | 43.7745 | 1.7567 | 45.5312 | WIDTH50_LENGTH50_HIGHT8_ORIENTATION135_WINDOWSRATIO10%_3Dview.U.png | WIDTH50_LENGTH50_HIGHT8_ORIENTATION135_WINDOWSRATIO10%.json
60 | 50 | 8 | 135 | 10% | 3036 | 1.7852 | 0.44631 | 43.7966 | 1.7459 | 45.5425 | WIDTH60_LENGTH50_HIGHT8_ORIENTATION135_WINDOWSRATIO10%_3Dview.U.png | WIDTH60_LENGTH50_HIGHT8_ORIENTATION135_WINDOWSRATIO10%.json
30 | 60 | 8 | 135 | 10% | 2816 | 1.7898 | 0.44744 | 43.5031 | 1.8592 | 45.3622 | WIDTH30_LENGTH60_HIGHT8_ORIENTATION135_WINDOWSRATIO10%_3Dview.U.png | WIDTH30_LENGTH60_HIGHT8_ORIENTATION135_WINDOWSRATIO10%.json
40 | 60 | 8 | 135 | 10% | 3036 | 1.7852 | 0.44631 | 43.7131 | 1.7815 | 45.4946 | WIDTH40_LENGTH60_HIGHT8_ORIENTATION135_WINDOWSRATIO10%_3Dview.U.png | WIDTH40_LENGTH60_HIGHT8_ORIENTATION135_WINDOWSRATIO10%.json
50 | 60 | 8 | 135 | 10% | 3256 | 1.7813 | 0.44533 | 43.7367 | 1.7671 | 45.5038 | WIDTH50_LENGTH60_HIGHT8_ORIENTATION135_WINDOWSRATIO10%_3Dview.U.png | WIDTH50_LENGTH60_HIGHT8_ORIENTATION135_WINDOWSRATIO10%.json
60 | 60 | 8 | 135 | 10% | 3476 | 1.7779 | 0.44448 | 43.7622 | 1.7545 | 45.5168 | WIDTH60_LENGTH60_HIGHT8_ORIENTATION135_WINDOWSRATIO10%_3Dview.U.png | WIDTH60_LENGTH60_HIGHT8_ORIENTATION135_WINDOWSRATIO10%.json
30 | 30 | 12 | 135 | 10% | 2244 | 1.5116 | 0.3779 | 43.8716 | 1.7019 | 45.5735 | WIDTH30_LENGTH30_HIGHT12_ORIENTATION135_WINDOWSRATIO10%_3Dview.U.png | WIDTH30_LENGTH30_HIGHT12_ORIENTATION135_WINDOWSRATIO10%.json
40 | 30 | 12 | 135 | 10% | 2574 | 1.4965 | 0.37413 | 44.0448 | 1.6311 | 45.6759 | WIDTH40_LENGTH30_HIGHT12_ORIENTATION135_WINDOWSRATIO10%_3Dview.U.png | WIDTH40_LENGTH30_HIGHT12_ORIENTATION135_WINDOWSRATIO10%.json
50 | 30 | 12 | 135 | 10% | 2904 | 1.4848 | 0.37121 | 44.0564 | 1.6148 | 45.6712 | WIDTH50_LENGTH30_HIGHT12_ORIENTATION135_WINDOWSRATIO10%_3Dview.U.png | WIDTH50_LENGTH30_HIGHT12_ORIENTATION135_WINDOWSRATIO10%.json
60 | 30 | 12 | 135 | 10% | 3234 | 1.4756 | 0.36889 | 44.0849 | 1.6005 | 45.6854 | WIDTH60_LENGTH30_HIGHT12_ORIENTATION135_WINDOWSRATIO10%_3Dview.U.png | WIDTH60_LENGTH30_HIGHT12_ORIENTATION135_WINDOWSRATIO10%.json
30 | 40 | 12 | 135 | 10% | 2904 | 1.4848 | 0.37121 | 43.7907 | 1.7266 | 45.5173 | WIDTH30_LENGTH40_HIGHT12_ORIENTATION135_WINDOWSRATIO10%_3Dview.U.png | WIDTH30_LENGTH40_HIGHT12_ORIENTATION135_WINDOWSRATIO10%.json
40 | 40 | 12 | 135 | 10% | 3234 | 1.4756 | 0.36889 | 44.0145 | 1.6414 | 45.6559 | WIDTH40_LENGTH40_HIGHT12_ORIENTATION135_WINDOWSRATIO10%_3Dview.U.png | WIDTH40_LENGTH40_HIGHT12_ORIENTATION135_WINDOWSRATIO10%.json
50 | 40 | 12 | 135 | 10% | 3564 | 1.468 | 0.367 | 44.0443 | 1.6206 | 45.6649 | WIDTH50_LENGTH40_HIGHT12_ORIENTATION135_WINDOWSRATIO10%_3Dview.U.png | WIDTH50_LENGTH40_HIGHT12_ORIENTATION135_WINDOWSRATIO10%.json
60 | 40 | 12 | 135 | 10% | 3894 | 1.4617 | 0.36543 | 44.0721 | 1.6081 | 45.6802 | WIDTH60_LENGTH40_HIGHT12_ORIENTATION135_WINDOWSRATIO10%_3Dview.U.png | WIDTH60_LENGTH40_HIGHT12_ORIENTATION135_WINDOWSRATIO10%.json
30 | 50 | 12 | 135 | 10% | 3564 | 1.468 | 0.367 | 43.7371 | 1.7456 | 45.4827 | WIDTH30_LENGTH50_HIGHT12_ORIENTATION135_WINDOWSRATIO10%_3Dview.U.png | WIDTH30_LENGTH50_HIGHT12_ORIENTATION135_WINDOWSRATIO10%.json
40 | 50 | 12 | 135 | 10% | 3894 | 1.4617 | 0.36543 | 43.9944 | 1.6496 | 45.644 | WIDTH40_LENGTH50_HIGHT12_ORIENTATION135_WINDOWSRATIO10%_3Dview.U.png | WIDTH40_LENGTH50_HIGHT12_ORIENTATION135_WINDOWSRATIO10%.json
50 | 50 | 12 | 135 | 10% | 4224 | 1.4564 | 0.36411 | 44.036 | 1.6262 | 45.6622 | WIDTH50_LENGTH50_HIGHT12_ORIENTATION135_WINDOWSRATIO10%_3Dview.U.png | WIDTH50_LENGTH50_HIGHT12_ORIENTATION135_WINDOWSRATIO10%.json
60 | 50 | 12 | 135 | 10% | 4554 | 1.4519 | 0.36298 | 44.067 | 1.6113 | 45.6783 | WIDTH60_LENGTH50_HIGHT12_ORIENTATION135_WINDOWSRATIO10%_3Dview.U.png | WIDTH60_LENGTH50_HIGHT12_ORIENTATION135_WINDOWSRATIO10%.json
30 | 60 | 12 | 135 | 10% | 4224 | 1.4564 | 0.36411 | 43.6556 | 1.7654 | 45.421 | WIDTH30_LENGTH60_HIGHT12_ORIENTATION135_WINDOWSRATIO10%_3Dview.U.png | WIDTH30_LENGTH60_HIGHT12_ORIENTATION135_WINDOWSRATIO10%.json
40 | 60 | 12 | 135 | 10% | 4554 | 1.4519 | 0.36298 | 43.9452 | 1.6622 | 45.6074 | WIDTH40_LENGTH60_HIGHT12_ORIENTATION135_WINDOWSRATIO10%_3Dview.U.png | WIDTH40_LENGTH60_HIGHT12_ORIENTATION135_WINDOWSRATIO10%.json
50 | 60 | 12 | 135 | 10% | 4884 | 1.448 | 0.362 | 43.9989 | 1.6358 | 45.6347 | WIDTH50_LENGTH60_HIGHT12_ORIENTATION135_WINDOWSRATIO10%_3Dview.U.png | WIDTH50_LENGTH60_HIGHT12_ORIENTATION135_WINDOWSRATIO10%.json
60 | 60 | 12 | 135 | 10% | 5214 | 1.4446 | 0.36114 | 44.0347 | 1.6201 | 45.6548 | WIDTH60_LENGTH60_HIGHT12_ORIENTATION135_WINDOWSRATIO10%_3Dview.U.png | WIDTH60_LENGTH60_HIGHT12_ORIENTATION135_WINDOWSRATIO10%.json
30 | 30 | 16 | 135 | 10% | 2992 | 1.3449 | 0.33623 | 43.9187 | 1.6634 | 45.582 | WIDTH30_LENGTH30_HIGHT16_ORIENTATION135_WINDOWSRATIO10%_3Dview.U.png | WIDTH30_LENGTH30_HIGHT16_ORIENTATION135_WINDOWSRATIO10%.json
40 | 30 | 16 | 135 | 10% | 3432 | 1.3298 | 0.33246 | 44.1113 | 1.5894 | 45.7007 | WIDTH40_LENGTH30_HIGHT16_ORIENTATION135_WINDOWSRATIO10%_3Dview.U.png | WIDTH40_LENGTH30_HIGHT16_ORIENTATION135_WINDOWSRATIO10%.json
50 | 30 | 16 | 135 | 10% | 3872 | 1.3182 | 0.32955 | 44.1463 | 1.5637 | 45.71 | WIDTH50_LENGTH30_HIGHT16_ORIENTATION135_WINDOWSRATIO10%_3Dview.U.png | WIDTH50_LENGTH30_HIGHT16_ORIENTATION135_WINDOWSRATIO10%.json
60 | 30 | 16 | 135 | 10% | 4312 | 1.3089 | 0.32723 | 44.1837 | 1.5452 | 45.7289 | WIDTH60_LENGTH30_HIGHT16_ORIENTATION135_WINDOWSRATIO10%_3Dview.U.png | WIDTH60_LENGTH30_HIGHT16_ORIENTATION135_WINDOWSRATIO10%.json
30 | 40 | 16 | 135 | 10% | 3872 | 1.3182 | 0.32955 | 43.822 | 1.6936 | 45.5156 | WIDTH30_LENGTH40_HIGHT16_ORIENTATION135_WINDOWSRATIO10%_3Dview.U.png | WIDTH30_LENGTH40_HIGHT16_ORIENTATION135_WINDOWSRATIO10%.json
40 | 40 | 16 | 135 | 10% | 4312 | 1.3089 | 0.32723 | 44.0727 | 1.6023 | 45.6751 | WIDTH40_LENGTH40_HIGHT16_ORIENTATION135_WINDOWSRATIO10%_3Dview.U.png | WIDTH40_LENGTH40_HIGHT16_ORIENTATION135_WINDOWSRATIO10%.json
50 | 40 | 16 | 135 | 10% | 4752 | 1.3013 | 0.32534 | 44.1311 | 1.57 | 45.7011 | WIDTH50_LENGTH40_HIGHT16_ORIENTATION135_WINDOWSRATIO10%_3Dview.U.png | WIDTH50_LENGTH40_HIGHT16_ORIENTATION135_WINDOWSRATIO10%.json
60 | 40 | 16 | 135 | 10% | 5192 | 1.2951 | 0.32377 | 44.17 | 1.5512 | 45.7213 | WIDTH60_LENGTH40_HIGHT16_ORIENTATION135_WINDOWSRATIO10%_3Dview.U.png | WIDTH60_LENGTH40_HIGHT16_ORIENTATION135_WINDOWSRATIO10%.json
30 | 50 | 16 | 135 | 10% | 4752 | 1.3013 | 0.32534 | 43.7602 | 1.7117 | 45.4719 | WIDTH30_LENGTH50_HIGHT16_ORIENTATION135_WINDOWSRATIO10%_3Dview.U.png | WIDTH30_LENGTH50_HIGHT16_ORIENTATION135_WINDOWSRATIO10%.json
40 | 50 | 16 | 135 | 10% | 5192 | 1.2951 | 0.32377 | 44.0488 | 1.6102 | 45.6591 | WIDTH40_LENGTH50_HIGHT16_ORIENTATION135_WINDOWSRATIO10%_3Dview.U.png | WIDTH40_LENGTH50_HIGHT16_ORIENTATION135_WINDOWSRATIO10%.json
50 | 50 | 16 | 135 | 10% | 5632 | 1.2898 | 0.32244 | 44.1217 | 1.5746 | 45.6963 | WIDTH50_LENGTH50_HIGHT16_ORIENTATION135_WINDOWSRATIO10%_3Dview.U.png | WIDTH50_LENGTH50_HIGHT16_ORIENTATION135_WINDOWSRATIO10%.json
60 | 50 | 16 | 135 | 10% | 6072 | 1.2852 | 0.32131 | 44.164 | 1.5548 | 45.7188 | WIDTH60_LENGTH50_HIGHT16_ORIENTATION135_WINDOWSRATIO10%_3Dview.U.png | WIDTH60_LENGTH50_HIGHT16_ORIENTATION135_WINDOWSRATIO10%.json
30 | 60 | 16 | 135 | 10% | 5632 | 1.2898 | 0.32244 | 43.6757 | 1.734 | 45.4098 | WIDTH30_LENGTH60_HIGHT16_ORIENTATION135_WINDOWSRATIO10%_3Dview.U.png | WIDTH30_LENGTH60_HIGHT16_ORIENTATION135_WINDOWSRATIO10%.json
40 | 60 | 16 | 135 | 10% | 6072 | 1.2852 | 0.32131 | 43.9968 | 1.6244 | 45.6212 | WIDTH40_LENGTH60_HIGHT16_ORIENTATION135_WINDOWSRATIO10%_3Dview.U.png | WIDTH40_LENGTH60_HIGHT16_ORIENTATION135_WINDOWSRATIO10%.json
50 | 60 | 16 | 135 | 10% | 6512 | 1.2813 | 0.32033 | 44.0838 | 1.5851 | 45.6688 | WIDTH50_LENGTH60_HIGHT16_ORIENTATION135_WINDOWSRATIO10%_3Dview.U.png | WIDTH50_LENGTH60_HIGHT16_ORIENTATION135_WINDOWSRATIO10%.json
60 | 60 | 16 | 135 | 10% | 6952 | 1.2779 | 0.31948 | 44.1313 | 1.5642 | 45.6955 | WIDTH60_LENGTH60_HIGHT16_ORIENTATION135_WINDOWSRATIO10%_3Dview.U.png | WIDTH60_LENGTH60_HIGHT16_ORIENTATION135_WINDOWSRATIO10%.json
30 | 30 | 8 | 180 | 10% | 1496 | 1.8449 | 0.46123 | 43.7823 | 1.7645 | 45.5468 | WIDTH30_LENGTH30_HIGHT8_ORIENTATION180_WINDOWSRATIO10%_3Dview.U.png | WIDTH30_LENGTH30_HIGHT8_ORIENTATION180_WINDOWSRATIO10%.json
40 | 30 | 8 | 180 | 10% | 1716 | 1.8298 | 0.45746 | 43.9175 | 1.7037 | 45.6212 | WIDTH40_LENGTH30_HIGHT8_ORIENTATION180_WINDOWSRATIO10%_3Dview.U.png | WIDTH40_LENGTH30_HIGHT8_ORIENTATION180_WINDOWSRATIO10%.json
50 | 30 | 8 | 180 | 10% | 1936 | 1.8182 | 0.45455 | 43.915 | 1.6847 | 45.5997 | WIDTH50_LENGTH30_HIGHT8_ORIENTATION180_WINDOWSRATIO10%_3Dview.U.png | WIDTH50_LENGTH30_HIGHT8_ORIENTATION180_WINDOWSRATIO10%.json
60 | 30 | 8 | 180 | 10% | 2156 | 1.8089 | 0.45223 | 43.9497 | 1.657 | 45.6067 | WIDTH60_LENGTH30_HIGHT8_ORIENTATION180_WINDOWSRATIO10%_3Dview.U.png | WIDTH60_LENGTH30_HIGHT8_ORIENTATION180_WINDOWSRATIO10%.json
30 | 40 | 8 | 180 | 10% | 1936 | 1.8182 | 0.45455 | 43.6988 | 1.8056 | 45.5044 | WIDTH30_LENGTH40_HIGHT8_ORIENTATION180_WINDOWSRATIO10%_3Dview.U.png | WIDTH30_LENGTH40_HIGHT8_ORIENTATION180_WINDOWSRATIO10%.json
40 | 40 | 8 | 180 | 10% | 2156 | 1.8089 | 0.45223 | 43.8817 | 1.7331 | 45.6149 | WIDTH40_LENGTH40_HIGHT8_ORIENTATION180_WINDOWSRATIO10%_3Dview.U.png | WIDTH40_LENGTH40_HIGHT8_ORIENTATION180_WINDOWSRATIO10%.json
50 | 40 | 8 | 180 | 10% | 2376 | 1.8013 | 0.45034 | 43.9008 | 1.7086 | 45.6093 | WIDTH50_LENGTH40_HIGHT8_ORIENTATION180_WINDOWSRATIO10%_3Dview.U.png | WIDTH50_LENGTH40_HIGHT8_ORIENTATION180_WINDOWSRATIO10%.json
60 | 40 | 8 | 180 | 10% | 2596 | 1.7951 | 0.44877 | 43.9381 | 1.681 | 45.6191 | WIDTH60_LENGTH40_HIGHT8_ORIENTATION180_WINDOWSRATIO10%_3Dview.U.png | WIDTH60_LENGTH40_HIGHT8_ORIENTATION180_WINDOWSRATIO10%.json
30 | 50 | 8 | 180 | 10% | 2376 | 1.8013 | 0.45034 | 43.6417 | 1.8322 | 45.4739 | WIDTH30_LENGTH50_HIGHT8_ORIENTATION180_WINDOWSRATIO10%_3Dview.U.png | WIDTH30_LENGTH50_HIGHT8_ORIENTATION180_WINDOWSRATIO10%.json
40 | 50 | 8 | 180 | 10% | 2596 | 1.7951 | 0.44877 | 43.8564 | 1.7514 | 45.6078 | WIDTH40_LENGTH50_HIGHT8_ORIENTATION180_WINDOWSRATIO10%_3Dview.U.png | WIDTH40_LENGTH50_HIGHT8_ORIENTATION180_WINDOWSRATIO10%.json
50 | 50 | 8 | 180 | 10% | 2816 | 1.7898 | 0.44744 | 43.8883 | 1.7261 | 45.6145 | WIDTH50_LENGTH50_HIGHT8_ORIENTATION180_WINDOWSRATIO10%_3Dview.U.png | WIDTH50_LENGTH50_HIGHT8_ORIENTATION180_WINDOWSRATIO10%.json
60 | 50 | 8 | 180 | 10% | 3036 | 1.7852 | 0.44631 | 43.9277 | 1.7001 | 45.6279 | WIDTH60_LENGTH50_HIGHT8_ORIENTATION180_WINDOWSRATIO10%_3Dview.U.png | WIDTH60_LENGTH50_HIGHT8_ORIENTATION180_WINDOWSRATIO10%.json
30 | 60 | 8 | 180 | 10% | 2816 | 1.7898 | 0.44744 | 43.565 | 1.858 | 45.423 | WIDTH30_LENGTH60_HIGHT8_ORIENTATION180_WINDOWSRATIO10%_3Dview.U.png | WIDTH30_LENGTH60_HIGHT8_ORIENTATION180_WINDOWSRATIO10%.json
40 | 60 | 8 | 180 | 10% | 3036 | 1.7852 | 0.44631 | 43.8041 | 1.7727 | 45.5768 | WIDTH40_LENGTH60_HIGHT8_ORIENTATION180_WINDOWSRATIO10%_3Dview.U.png | WIDTH40_LENGTH60_HIGHT8_ORIENTATION180_WINDOWSRATIO10%.json
50 | 60 | 8 | 180 | 10% | 3256 | 1.7813 | 0.44533 | 43.8482 | 1.7432 | 45.5913 | WIDTH50_LENGTH60_HIGHT8_ORIENTATION180_WINDOWSRATIO10%_3Dview.U.png | WIDTH50_LENGTH60_HIGHT8_ORIENTATION180_WINDOWSRATIO10%.json
60 | 60 | 8 | 180 | 10% | 3476 | 1.7779 | 0.44448 | 43.892 | 1.7186 | 45.6106 | WIDTH60_LENGTH60_HIGHT8_ORIENTATION180_WINDOWSRATIO10%_3Dview.U.png | WIDTH60_LENGTH60_HIGHT8_ORIENTATION180_WINDOWSRATIO10%.json
30 | 30 | 12 | 180 | 10% | 2244 | 1.5116 | 0.3779 | 43.9757 | 1.6493 | 45.625 | WIDTH30_LENGTH30_HIGHT12_ORIENTATION180_WINDOWSRATIO10%_3Dview.U.png | WIDTH30_LENGTH30_HIGHT12_ORIENTATION180_WINDOWSRATIO10%.json
40 | 30 | 12 | 180 | 10% | 2574 | 1.4965 | 0.37413 | 44.1372 | 1.5837 | 45.7209 | WIDTH40_LENGTH30_HIGHT12_ORIENTATION180_WINDOWSRATIO10%_3Dview.U.png | WIDTH40_LENGTH30_HIGHT12_ORIENTATION180_WINDOWSRATIO10%.json
50 | 30 | 12 | 180 | 10% | 2904 | 1.4848 | 0.37121 | 44.1587 | 1.5587 | 45.7173 | WIDTH50_LENGTH30_HIGHT12_ORIENTATION180_WINDOWSRATIO10%_3Dview.U.png | WIDTH50_LENGTH30_HIGHT12_ORIENTATION180_WINDOWSRATIO10%.json
60 | 30 | 12 | 180 | 10% | 3234 | 1.4756 | 0.36889 | 44.2059 | 1.5289 | 45.7348 | WIDTH60_LENGTH30_HIGHT12_ORIENTATION180_WINDOWSRATIO10%_3Dview.U.png | WIDTH60_LENGTH30_HIGHT12_ORIENTATION180_WINDOWSRATIO10%.json
30 | 40 | 12 | 180 | 10% | 2904 | 1.4848 | 0.37121 | 43.8778 | 1.694 | 45.5718 | WIDTH30_LENGTH40_HIGHT12_ORIENTATION180_WINDOWSRATIO10%_3Dview.U.png | WIDTH30_LENGTH40_HIGHT12_ORIENTATION180_WINDOWSRATIO10%.json
40 | 40 | 12 | 180 | 10% | 3234 | 1.4756 | 0.36889 | 44.0956 | 1.6137 | 45.7093 | WIDTH40_LENGTH40_HIGHT12_ORIENTATION180_WINDOWSRATIO10%_3Dview.U.png | WIDTH40_LENGTH40_HIGHT12_ORIENTATION180_WINDOWSRATIO10%.json
50 | 40 | 12 | 180 | 10% | 3564 | 1.468 | 0.367 | 44.1412 | 1.584 | 45.7252 | WIDTH50_LENGTH40_HIGHT12_ORIENTATION180_WINDOWSRATIO10%_3Dview.U.png | WIDTH50_LENGTH40_HIGHT12_ORIENTATION180_WINDOWSRATIO10%.json
60 | 40 | 12 | 180 | 10% | 3894 | 1.4617 | 0.36543 | 44.19 | 1.555 | 45.7449 | WIDTH60_LENGTH40_HIGHT12_ORIENTATION180_WINDOWSRATIO10%_3Dview.U.png | WIDTH60_LENGTH40_HIGHT12_ORIENTATION180_WINDOWSRATIO10%.json
30 | 50 | 12 | 180 | 10% | 3564 | 1.468 | 0.367 | 43.81 | 1.7259 | 45.5359 | WIDTH30_LENGTH50_HIGHT12_ORIENTATION180_WINDOWSRATIO10%_3Dview.U.png | WIDTH30_LENGTH50_HIGHT12_ORIENTATION180_WINDOWSRATIO10%.json
40 | 50 | 12 | 180 | 10% | 3894 | 1.4617 | 0.36543 | 44.0643 | 1.6366 | 45.7009 | WIDTH40_LENGTH50_HIGHT12_ORIENTATION180_WINDOWSRATIO10%_3Dview.U.png | WIDTH40_LENGTH50_HIGHT12_ORIENTATION180_WINDOWSRATIO10%.json
50 | 50 | 12 | 180 | 10% | 4224 | 1.4564 | 0.36411 | 44.1261 | 1.6021 | 45.7282 | WIDTH50_LENGTH50_HIGHT12_ORIENTATION180_WINDOWSRATIO10%_3Dview.U.png | WIDTH50_LENGTH50_HIGHT12_ORIENTATION180_WINDOWSRATIO10%.json
60 | 50 | 12 | 180 | 10% | 4554 | 1.4519 | 0.36298 | 44.1798 | 1.5731 | 45.7529 | WIDTH60_LENGTH50_HIGHT12_ORIENTATION180_WINDOWSRATIO10%_3Dview.U.png | WIDTH60_LENGTH50_HIGHT12_ORIENTATION180_WINDOWSRATIO10%.json
30 | 60 | 12 | 180 | 10% | 4224 | 1.4564 | 0.36411 | 43.7237 | 1.7543 | 45.4781 | WIDTH30_LENGTH60_HIGHT12_ORIENTATION180_WINDOWSRATIO10%_3Dview.U.png | WIDTH30_LENGTH60_HIGHT12_ORIENTATION180_WINDOWSRATIO10%.json
40 | 60 | 12 | 180 | 10% | 4554 | 1.4519 | 0.36298 | 44.0085 | 1.6585 | 45.667 | WIDTH40_LENGTH60_HIGHT12_ORIENTATION180_WINDOWSRATIO10%_3Dview.U.png | WIDTH40_LENGTH60_HIGHT12_ORIENTATION180_WINDOWSRATIO10%.json
50 | 60 | 12 | 180 | 10% | 4884 | 1.448 | 0.362 | 44.085 | 1.6218 | 45.7068 | WIDTH50_LENGTH60_HIGHT12_ORIENTATION180_WINDOWSRATIO10%_3Dview.U.png | WIDTH50_LENGTH60_HIGHT12_ORIENTATION180_WINDOWSRATIO10%.json
60 | 60 | 12 | 180 | 10% | 5214 | 1.4446 | 0.36114 | 44.1439 | 1.5909 | 45.7348 | WIDTH60_LENGTH60_HIGHT12_ORIENTATION180_WINDOWSRATIO10%_3Dview.U.png | WIDTH60_LENGTH60_HIGHT12_ORIENTATION180_WINDOWSRATIO10%.json
30 | 30 | 16 | 180 | 10% | 2992 | 1.3449 | 0.33623 | 44.0343 | 1.6039 | 45.6382 | WIDTH30_LENGTH30_HIGHT16_ORIENTATION180_WINDOWSRATIO10%_3Dview.U.png | WIDTH30_LENGTH30_HIGHT16_ORIENTATION180_WINDOWSRATIO10%.json
40 | 30 | 16 | 180 | 10% | 3432 | 1.3298 | 0.33246 | 44.2002 | 1.5391 | 45.7393 | WIDTH40_LENGTH30_HIGHT16_ORIENTATION180_WINDOWSRATIO10%_3Dview.U.png | WIDTH40_LENGTH30_HIGHT16_ORIENTATION180_WINDOWSRATIO10%.json
50 | 30 | 16 | 180 | 10% | 3872 | 1.3182 | 0.32955 | 44.235 | 1.512 | 45.747 | WIDTH50_LENGTH30_HIGHT16_ORIENTATION180_WINDOWSRATIO10%_3Dview.U.png | WIDTH50_LENGTH30_HIGHT16_ORIENTATION180_WINDOWSRATIO10%.json
60 | 30 | 16 | 180 | 10% | 4312 | 1.3089 | 0.32723 | 44.2903 | 1.4788 | 45.769 | WIDTH60_LENGTH30_HIGHT16_ORIENTATION180_WINDOWSRATIO10%_3Dview.U.png | WIDTH60_LENGTH30_HIGHT16_ORIENTATION180_WINDOWSRATIO10%.json
30 | 40 | 16 | 180 | 10% | 3872 | 1.3182 | 0.32955 | 43.9232 | 1.6534 | 45.5765 | WIDTH30_LENGTH40_HIGHT16_ORIENTATION180_WINDOWSRATIO10%_3Dview.U.png | WIDTH30_LENGTH40_HIGHT16_ORIENTATION180_WINDOWSRATIO10%.json
40 | 40 | 16 | 180 | 10% | 4312 | 1.3089 | 0.32723 | 44.1492 | 1.5721 | 45.7213 | WIDTH40_LENGTH40_HIGHT16_ORIENTATION180_WINDOWSRATIO10%_3Dview.U.png | WIDTH40_LENGTH40_HIGHT16_ORIENTATION180_WINDOWSRATIO10%.json
50 | 40 | 16 | 180 | 10% | 4752 | 1.3013 | 0.32534 | 44.2137 | 1.5364 | 45.7501 | WIDTH50_LENGTH40_HIGHT16_ORIENTATION180_WINDOWSRATIO10%_3Dview.U.png | WIDTH50_LENGTH40_HIGHT16_ORIENTATION180_WINDOWSRATIO10%.json
60 | 40 | 16 | 180 | 10% | 5192 | 1.2951 | 0.32377 | 44.2723 | 1.5058 | 45.7781 | WIDTH60_LENGTH40_HIGHT16_ORIENTATION180_WINDOWSRATIO10%_3Dview.U.png | WIDTH60_LENGTH40_HIGHT16_ORIENTATION180_WINDOWSRATIO10%.json
30 | 50 | 16 | 180 | 10% | 4752 | 1.3013 | 0.32534 | 43.8477 | 1.6857 | 45.5334 | WIDTH30_LENGTH50_HIGHT16_ORIENTATION180_WINDOWSRATIO10%_3Dview.U.png | WIDTH30_LENGTH50_HIGHT16_ORIENTATION180_WINDOWSRATIO10%.json
40 | 50 | 16 | 180 | 10% | 5192 | 1.2951 | 0.32377 | 44.1127 | 1.5947 | 45.7073 | WIDTH40_LENGTH50_HIGHT16_ORIENTATION180_WINDOWSRATIO10%_3Dview.U.png | WIDTH40_LENGTH50_HIGHT16_ORIENTATION180_WINDOWSRATIO10%.json
50 | 50 | 16 | 180 | 10% | 5632 | 1.2898 | 0.32244 | 44.1956 | 1.5557 | 45.7512 | WIDTH50_LENGTH50_HIGHT16_ORIENTATION180_WINDOWSRATIO10%_3Dview.U.png | WIDTH50_LENGTH50_HIGHT16_ORIENTATION180_WINDOWSRATIO10%.json
60 | 50 | 16 | 180 | 10% | 6072 | 1.2852 | 0.32131 | 44.261 | 1.5224 | 45.7834 | WIDTH60_LENGTH50_HIGHT16_ORIENTATION180_WINDOWSRATIO10%_3Dview.U.png | WIDTH60_LENGTH50_HIGHT16_ORIENTATION180_WINDOWSRATIO10%.json
30 | 60 | 16 | 180 | 10% | 5632 | 1.2898 | 0.32244 | 43.7552 | 1.716 | 45.4712 | WIDTH30_LENGTH60_HIGHT16_ORIENTATION180_WINDOWSRATIO10%_3Dview.U.png | WIDTH30_LENGTH60_HIGHT16_ORIENTATION180_WINDOWSRATIO10%.json
40 | 60 | 16 | 180 | 10% | 6072 | 1.2852 | 0.32131 | 44.0531 | 1.618 | 45.6711 | WIDTH40_LENGTH60_HIGHT16_ORIENTATION180_WINDOWSRATIO10%_3Dview.U.png | WIDTH40_LENGTH60_HIGHT16_ORIENTATION180_WINDOWSRATIO10%.json
50 | 60 | 16 | 180 | 10% | 6512 | 1.2813 | 0.32033 | 44.1525 | 1.5753 | 45.7278 | WIDTH50_LENGTH60_HIGHT16_ORIENTATION180_WINDOWSRATIO10%_3Dview.U.png | WIDTH50_LENGTH60_HIGHT16_ORIENTATION180_WINDOWSRATIO10%.json
60 | 60 | 16 | 180 | 10% | 6952 | 1.2779 | 0.31948 | 44.2235 | 1.5413 | 45.7649 | WIDTH60_LENGTH60_HIGHT16_ORIENTATION180_WINDOWSRATIO10%_3Dview.U.png | WIDTH60_LENGTH60_HIGHT16_ORIENTATION180_WINDOWSRATIO10%.json
30 | 30 | 8 | 225 | 10% | 1496 | 1.8449 | 0.46123 | 43.6872 | 1.8031 | 45.4903 | WIDTH30_LENGTH30_HIGHT8_ORIENTATION225_WINDOWSRATIO10%_3Dview.U.png | WIDTH30_LENGTH30_HIGHT8_ORIENTATION225_WINDOWSRATIO10%.json
40 | 30 | 8 | 225 | 10% | 1716 | 1.8298 | 0.45746 | 43.8077 | 1.7514 | 45.5591 | WIDTH40_LENGTH30_HIGHT8_ORIENTATION225_WINDOWSRATIO10%_3Dview.U.png | WIDTH40_LENGTH30_HIGHT8_ORIENTATION225_WINDOWSRATIO10%.json
50 | 30 | 8 | 225 | 10% | 1936 | 1.8182 | 0.45455 | 43.7939 | 1.7514 | 45.5453 | WIDTH50_LENGTH30_HIGHT8_ORIENTATION225_WINDOWSRATIO10%_3Dview.U.png | WIDTH50_LENGTH30_HIGHT8_ORIENTATION225_WINDOWSRATIO10%.json
60 | 30 | 8 | 225 | 10% | 2156 | 1.8089 | 0.45223 | 43.8195 | 1.7421 | 45.5616 | WIDTH60_LENGTH30_HIGHT8_ORIENTATION225_WINDOWSRATIO10%_3Dview.U.png | WIDTH60_LENGTH30_HIGHT8_ORIENTATION225_WINDOWSRATIO10%.json
30 | 40 | 8 | 225 | 10% | 1936 | 1.8182 | 0.45455 | 43.615 | 1.8159 | 45.4309 | WIDTH30_LENGTH40_HIGHT8_ORIENTATION225_WINDOWSRATIO10%_3Dview.U.png | WIDTH30_LENGTH40_HIGHT8_ORIENTATION225_WINDOWSRATIO10%.json
40 | 40 | 8 | 225 | 10% | 2156 | 1.8089 | 0.45223 | 43.7763 | 1.753 | 45.5292 | WIDTH40_LENGTH40_HIGHT8_ORIENTATION225_WINDOWSRATIO10%_3Dview.U.png | WIDTH40_LENGTH40_HIGHT8_ORIENTATION225_WINDOWSRATIO10%.json
50 | 40 | 8 | 225 | 10% | 2376 | 1.8013 | 0.45034 | 43.7784 | 1.7468 | 45.5252 | WIDTH50_LENGTH40_HIGHT8_ORIENTATION225_WINDOWSRATIO10%_3Dview.U.png | WIDTH50_LENGTH40_HIGHT8_ORIENTATION225_WINDOWSRATIO10%.json
60 | 40 | 8 | 225 | 10% | 2596 | 1.7951 | 0.44877 | 43.8033 | 1.7389 | 45.5422 | WIDTH60_LENGTH40_HIGHT8_ORIENTATION225_WINDOWSRATIO10%_3Dview.U.png | WIDTH60_LENGTH40_HIGHT8_ORIENTATION225_WINDOWSRATIO10%.json
30 | 50 | 8 | 225 | 10% | 2376 | 1.8013 | 0.45034 | 43.569 | 1.8238 | 45.3927 | WIDTH30_LENGTH50_HIGHT8_ORIENTATION225_WINDOWSRATIO10%_3Dview.U.png | WIDTH30_LENGTH50_HIGHT8_ORIENTATION225_WINDOWSRATIO10%.json
40 | 50 | 8 | 225 | 10% | 2596 | 1.7951 | 0.44877 | 43.7561 | 1.7531 | 45.5092 | WIDTH40_LENGTH50_HIGHT8_ORIENTATION225_WINDOWSRATIO10%_3Dview.U.png | WIDTH40_LENGTH50_HIGHT8_ORIENTATION225_WINDOWSRATIO10%.json
50 | 50 | 8 | 225 | 10% | 2816 | 1.7898 | 0.44744 | 43.7677 | 1.7459 | 45.5135 | WIDTH50_LENGTH50_HIGHT8_ORIENTATION225_WINDOWSRATIO10%_3Dview.U.png | WIDTH50_LENGTH50_HIGHT8_ORIENTATION225_WINDOWSRATIO10%.json
60 | 50 | 8 | 225 | 10% | 3036 | 1.7852 | 0.44631 | 43.7932 | 1.7375 | 45.5308 | WIDTH60_LENGTH50_HIGHT8_ORIENTATION225_WINDOWSRATIO10%_3Dview.U.png | WIDTH60_LENGTH50_HIGHT8_ORIENTATION225_WINDOWSRATIO10%.json
30 | 60 | 8 | 225 | 10% | 2816 | 1.7898 | 0.44744 | 43.4962 | 1.8376 | 45.3338 | WIDTH30_LENGTH60_HIGHT8_ORIENTATION225_WINDOWSRATIO10%_3Dview.U.png | WIDTH30_LENGTH60_HIGHT8_ORIENTATION225_WINDOWSRATIO10%.json
40 | 60 | 8 | 225 | 10% | 3036 | 1.7852 | 0.44631 | 43.7052 | 1.7606 | 45.4658 | WIDTH40_LENGTH60_HIGHT8_ORIENTATION225_WINDOWSRATIO10%_3Dview.U.png | WIDTH40_LENGTH60_HIGHT8_ORIENTATION225_WINDOWSRATIO10%.json
50 | 60 | 8 | 225 | 10% | 3256 | 1.7813 | 0.44533 | 43.7277 | 1.7502 | 45.4779 | WIDTH50_LENGTH60_HIGHT8_ORIENTATION225_WINDOWSRATIO10%_3Dview.U.png | WIDTH50_LENGTH60_HIGHT8_ORIENTATION225_WINDOWSRATIO10%.json
60 | 60 | 8 | 225 | 10% | 3476 | 1.7779 | 0.44448 | 43.7584 | 1.7414 | 45.4998 | WIDTH60_LENGTH60_HIGHT8_ORIENTATION225_WINDOWSRATIO10%_3Dview.U.png | WIDTH60_LENGTH60_HIGHT8_ORIENTATION225_WINDOWSRATIO10%.json
30 | 30 | 12 | 225 | 10% | 2244 | 1.5116 | 0.3779 | 43.8699 | 1.698 | 45.5679 | WIDTH30_LENGTH30_HIGHT12_ORIENTATION225_WINDOWSRATIO10%_3Dview.U.png | WIDTH30_LENGTH30_HIGHT12_ORIENTATION225_WINDOWSRATIO10%.json
40 | 30 | 12 | 225 | 10% | 2574 | 1.4965 | 0.37413 | 44.044 | 1.6291 | 45.6731 | WIDTH40_LENGTH30_HIGHT12_ORIENTATION225_WINDOWSRATIO10%_3Dview.U.png | WIDTH40_LENGTH30_HIGHT12_ORIENTATION225_WINDOWSRATIO10%.json
50 | 30 | 12 | 225 | 10% | 2904 | 1.4848 | 0.37121 | 44.054 | 1.6187 | 45.6726 | WIDTH50_LENGTH30_HIGHT12_ORIENTATION225_WINDOWSRATIO10%_3Dview.U.png | WIDTH50_LENGTH30_HIGHT12_ORIENTATION225_WINDOWSRATIO10%.json
60 | 30 | 12 | 225 | 10% | 3234 | 1.4756 | 0.36889 | 44.0884 | 1.606 | 45.6945 | WIDTH60_LENGTH30_HIGHT12_ORIENTATION225_WINDOWSRATIO10%_3Dview.U.png | WIDTH60_LENGTH30_HIGHT12_ORIENTATION225_WINDOWSRATIO10%.json
30 | 40 | 12 | 225 | 10% | 2904 | 1.4848 | 0.37121 | 43.7877 | 1.7166 | 45.5043 | WIDTH30_LENGTH40_HIGHT12_ORIENTATION225_WINDOWSRATIO10%_3Dview.U.png | WIDTH30_LENGTH40_HIGHT12_ORIENTATION225_WINDOWSRATIO10%.json
40 | 40 | 12 | 225 | 10% | 3234 | 1.4756 | 0.36889 | 44.0094 | 1.6338 | 45.6432 | WIDTH40_LENGTH40_HIGHT12_ORIENTATION225_WINDOWSRATIO10%_3Dview.U.png | WIDTH40_LENGTH40_HIGHT12_ORIENTATION225_WINDOWSRATIO10%.json
50 | 40 | 12 | 225 | 10% | 3564 | 1.468 | 0.367 | 44.0378 | 1.6177 | 45.6556 | WIDTH50_LENGTH40_HIGHT12_ORIENTATION225_WINDOWSRATIO10%_3Dview.U.png | WIDTH50_LENGTH40_HIGHT12_ORIENTATION225_WINDOWSRATIO10%.json
60 | 40 | 12 | 225 | 10% | 3894 | 1.4617 | 0.36543 | 44.0718 | 1.6052 | 45.677 | WIDTH60_LENGTH40_HIGHT12_ORIENTATION225_WINDOWSRATIO10%_3Dview.U.png | WIDTH60_LENGTH40_HIGHT12_ORIENTATION225_WINDOWSRATIO10%.json
30 | 50 | 12 | 225 | 10% | 3564 | 1.468 | 0.367 | 43.7322 | 1.7302 | 45.4624 | WIDTH30_LENGTH50_HIGHT12_ORIENTATION225_WINDOWSRATIO10%_3Dview.U.png | WIDTH30_LENGTH50_HIGHT12_ORIENTATION225_WINDOWSRATIO10%.json
40 | 50 | 12 | 225 | 10% | 3894 | 1.4617 | 0.36543 | 43.989 | 1.6349 | 45.6238 | WIDTH40_LENGTH50_HIGHT12_ORIENTATION225_WINDOWSRATIO10%_3Dview.U.png | WIDTH40_LENGTH50_HIGHT12_ORIENTATION225_WINDOWSRATIO10%.json
50 | 50 | 12 | 225 | 10% | 4224 | 1.4564 | 0.36411 | 44.0286 | 1.6153 | 45.6439 | WIDTH50_LENGTH50_HIGHT12_ORIENTATION225_WINDOWSRATIO10%_3Dview.U.png | WIDTH50_LENGTH50_HIGHT12_ORIENTATION225_WINDOWSRATIO10%.json
60 | 50 | 12 | 225 | 10% | 4554 | 1.4519 | 0.36298 | 44.0639 | 1.6018 | 45.6657 | WIDTH60_LENGTH50_HIGHT12_ORIENTATION225_WINDOWSRATIO10%_3Dview.U.png | WIDTH60_LENGTH50_HIGHT12_ORIENTATION225_WINDOWSRATIO10%.json
30 | 60 | 12 | 225 | 10% | 4224 | 1.4564 | 0.36411 | 43.6538 | 1.7471 | 45.4009 | WIDTH30_LENGTH60_HIGHT12_ORIENTATION225_WINDOWSRATIO10%_3Dview.U.png | WIDTH30_LENGTH60_HIGHT12_ORIENTATION225_WINDOWSRATIO10%.json
40 | 60 | 12 | 225 | 10% | 4554 | 1.4519 | 0.36298 | 43.9404 | 1.6433 | 45.5837 | WIDTH40_LENGTH60_HIGHT12_ORIENTATION225_WINDOWSRATIO10%_3Dview.U.png | WIDTH40_LENGTH60_HIGHT12_ORIENTATION225_WINDOWSRATIO10%.json
50 | 60 | 12 | 225 | 10% | 4884 | 1.448 | 0.362 | 43.9918 | 1.6203 | 45.612 | WIDTH50_LENGTH60_HIGHT12_ORIENTATION225_WINDOWSRATIO10%_3Dview.U.png | WIDTH50_LENGTH60_HIGHT12_ORIENTATION225_WINDOWSRATIO10%.json
60 | 60 | 12 | 225 | 10% | 5214 | 1.4446 | 0.36114 | 44.031 | 1.6058 | 45.6368 | WIDTH60_LENGTH60_HIGHT12_ORIENTATION225_WINDOWSRATIO10%_3Dview.U.png | WIDTH60_LENGTH60_HIGHT12_ORIENTATION225_WINDOWSRATIO10%.json
30 | 30 | 16 | 225 | 10% | 2992 | 1.3449 | 0.33623 | 43.9175 | 1.6601 | 45.5776 | WIDTH30_LENGTH30_HIGHT16_ORIENTATION225_WINDOWSRATIO10%_3Dview.U.png | WIDTH30_LENGTH30_HIGHT16_ORIENTATION225_WINDOWSRATIO10%.json
40 | 30 | 16 | 225 | 10% | 3432 | 1.3298 | 0.33246 | 44.1106 | 1.5888 | 45.6994 | WIDTH40_LENGTH30_HIGHT16_ORIENTATION225_WINDOWSRATIO10%_3Dview.U.png | WIDTH40_LENGTH30_HIGHT16_ORIENTATION225_WINDOWSRATIO10%.json
50 | 30 | 16 | 225 | 10% | 3872 | 1.3182 | 0.32955 | 44.1441 | 1.5689 | 45.713 | WIDTH50_LENGTH30_HIGHT16_ORIENTATION225_WINDOWSRATIO10%_3Dview.U.png | WIDTH50_LENGTH30_HIGHT16_ORIENTATION225_WINDOWSRATIO10%.json
60 | 30 | 16 | 225 | 10% | 4312 | 1.3089 | 0.32723 | 44.188 | 1.5512 | 45.7392 | WIDTH60_LENGTH30_HIGHT16_ORIENTATION225_WINDOWSRATIO10%_3Dview.U.png | WIDTH60_LENGTH30_HIGHT16_ORIENTATION225_WINDOWSRATIO10%.json
30 | 40 | 16 | 225 | 10% | 3872 | 1.3182 | 0.32955 | 43.8205 | 1.6836 | 45.5041 | WIDTH30_LENGTH40_HIGHT16_ORIENTATION225_WINDOWSRATIO10%_3Dview.U.png | WIDTH30_LENGTH40_HIGHT16_ORIENTATION225_WINDOWSRATIO10%.json
40 | 40 | 16 | 225 | 10% | 4312 | 1.3089 | 0.32723 | 44.0693 | 1.5947 | 45.6641 | WIDTH40_LENGTH40_HIGHT16_ORIENTATION225_WINDOWSRATIO10%_3Dview.U.png | WIDTH40_LENGTH40_HIGHT16_ORIENTATION225_WINDOWSRATIO10%.json
50 | 40 | 16 | 225 | 10% | 4752 | 1.3013 | 0.32534 | 44.1256 | 1.5668 | 45.6924 | WIDTH50_LENGTH40_HIGHT16_ORIENTATION225_WINDOWSRATIO10%_3Dview.U.png | WIDTH50_LENGTH40_HIGHT16_ORIENTATION225_WINDOWSRATIO10%.json
60 | 40 | 16 | 225 | 10% | 5192 | 1.2951 | 0.32377 | 44.17 | 1.5491 | 45.7192 | WIDTH60_LENGTH40_HIGHT16_ORIENTATION225_WINDOWSRATIO10%_3Dview.U.png | WIDTH60_LENGTH40_HIGHT16_ORIENTATION225_WINDOWSRATIO10%.json
30 | 50 | 16 | 225 | 10% | 4752 | 1.3013 | 0.32534 | 43.7573 | 1.698 | 45.4553 | WIDTH30_LENGTH50_HIGHT16_ORIENTATION225_WINDOWSRATIO10%_3Dview.U.png | WIDTH30_LENGTH50_HIGHT16_ORIENTATION225_WINDOWSRATIO10%.json
40 | 50 | 16 | 225 | 10% | 5192 | 1.2951 | 0.32377 | 44.044 | 1.5977 | 45.6417 | WIDTH40_LENGTH50_HIGHT16_ORIENTATION225_WINDOWSRATIO10%_3Dview.U.png | WIDTH40_LENGTH50_HIGHT16_ORIENTATION225_WINDOWSRATIO10%.json
50 | 50 | 16 | 225 | 10% | 5632 | 1.2898 | 0.32244 | 44.1139 | 1.5655 | 45.6795 | WIDTH50_LENGTH50_HIGHT16_ORIENTATION225_WINDOWSRATIO10%_3Dview.U.png | WIDTH50_LENGTH50_HIGHT16_ORIENTATION225_WINDOWSRATIO10%.json
60 | 50 | 16 | 225 | 10% | 6072 | 1.2852 | 0.32131 | 44.1608 | 1.5469 | 45.7077 | WIDTH60_LENGTH50_HIGHT16_ORIENTATION225_WINDOWSRATIO10%_3Dview.U.png | WIDTH60_LENGTH50_HIGHT16_ORIENTATION225_WINDOWSRATIO10%.json
30 | 60 | 16 | 225 | 10% | 5632 | 1.2898 | 0.32244 | 43.6734 | 1.7171 | 45.3905 | WIDTH30_LENGTH60_HIGHT16_ORIENTATION225_WINDOWSRATIO10%_3Dview.U.png | WIDTH30_LENGTH60_HIGHT16_ORIENTATION225_WINDOWSRATIO10%.json
40 | 60 | 16 | 225 | 10% | 6072 | 1.2852 | 0.32131 | 43.9928 | 1.6076 | 45.6004 | WIDTH40_LENGTH60_HIGHT16_ORIENTATION225_WINDOWSRATIO10%_3Dview.U.png | WIDTH40_LENGTH60_HIGHT16_ORIENTATION225_WINDOWSRATIO10%.json
50 | 60 | 16 | 225 | 10% | 6512 | 1.2813 | 0.32033 | 44.0769 | 1.5713 | 45.6483 | WIDTH50_LENGTH60_HIGHT16_ORIENTATION225_WINDOWSRATIO10%_3Dview.U.png | WIDTH50_LENGTH60_HIGHT16_ORIENTATION225_WINDOWSRATIO10%.json
60 | 60 | 16 | 225 | 10% | 6952 | 1.2779 | 0.31948 | 44.1274 | 1.5516 | 45.679 | WIDTH60_LENGTH60_HIGHT16_ORIENTATION225_WINDOWSRATIO10%_3Dview.U.png | WIDTH60_LENGTH60_HIGHT16_ORIENTATION225_WINDOWSRATIO10%.json
30 | 30 | 8 | 270 | 10% | 1496 | 1.8449 | 0.46123 | 43.9151 | 1.67 | 45.5851 | WIDTH30_LENGTH30_HIGHT8_ORIENTATION270_WINDOWSRATIO10%_3Dview.U.png | WIDTH30_LENGTH30_HIGHT8_ORIENTATION270_WINDOWSRATIO10%.json
40 | 30 | 8 | 270 | 10% | 1716 | 1.8298 | 0.45746 | 43.9595 | 1.6619 | 45.6214 | WIDTH40_LENGTH30_HIGHT8_ORIENTATION270_WINDOWSRATIO10%_3Dview.U.png | WIDTH40_LENGTH30_HIGHT8_ORIENTATION270_WINDOWSRATIO10%.json
50 | 30 | 8 | 270 | 10% | 1936 | 1.8182 | 0.45455 | 43.94 | 1.6796 | 45.6195 | WIDTH50_LENGTH30_HIGHT8_ORIENTATION270_WINDOWSRATIO10%_3Dview.U.png | WIDTH50_LENGTH30_HIGHT8_ORIENTATION270_WINDOWSRATIO10%.json
60 | 30 | 8 | 270 | 10% | 2156 | 1.8089 | 0.45223 | 43.9459 | 1.6869 | 45.6327 | WIDTH60_LENGTH30_HIGHT8_ORIENTATION270_WINDOWSRATIO10%_3Dview.U.png | WIDTH60_LENGTH30_HIGHT8_ORIENTATION270_WINDOWSRATIO10%.json
30 | 40 | 8 | 270 | 10% | 1936 | 1.8182 | 0.45455 | 43.8705 | 1.6563 | 45.5268 | WIDTH30_LENGTH40_HIGHT8_ORIENTATION270_WINDOWSRATIO10%_3Dview.U.png | WIDTH30_LENGTH40_HIGHT8_ORIENTATION270_WINDOWSRATIO10%.json
40 | 40 | 8 | 270 | 10% | 2156 | 1.8089 | 0.45223 | 43.9415 | 1.6339 | 45.5754 | WIDTH40_LENGTH40_HIGHT8_ORIENTATION270_WINDOWSRATIO10%_3Dview.U.png | WIDTH40_LENGTH40_HIGHT8_ORIENTATION270_WINDOWSRATIO10%.json
50 | 40 | 8 | 270 | 10% | 2376 | 1.8013 | 0.45034 | 43.9312 | 1.6499 | 45.5811 | WIDTH50_LENGTH40_HIGHT8_ORIENTATION270_WINDOWSRATIO10%_3Dview.U.png | WIDTH50_LENGTH40_HIGHT8_ORIENTATION270_WINDOWSRATIO10%.json
60 | 40 | 8 | 270 | 10% | 2596 | 1.7951 | 0.44877 | 43.938 | 1.6592 | 45.5972 | WIDTH60_LENGTH40_HIGHT8_ORIENTATION270_WINDOWSRATIO10%_3Dview.U.png | WIDTH60_LENGTH40_HIGHT8_ORIENTATION270_WINDOWSRATIO10%.json
30 | 50 | 8 | 270 | 10% | 2376 | 1.8013 | 0.45034 | 43.844 | 1.6481 | 45.4921 | WIDTH30_LENGTH50_HIGHT8_ORIENTATION270_WINDOWSRATIO10%_3Dview.U.png | WIDTH30_LENGTH50_HIGHT8_ORIENTATION270_WINDOWSRATIO10%.json
40 | 50 | 8 | 270 | 10% | 2596 | 1.7951 | 0.44877 | 43.9294 | 1.6158 | 45.5453 | WIDTH40_LENGTH50_HIGHT8_ORIENTATION270_WINDOWSRATIO10%_3Dview.U.png | WIDTH40_LENGTH50_HIGHT8_ORIENTATION270_WINDOWSRATIO10%.json
50 | 50 | 8 | 270 | 10% | 2816 | 1.7898 | 0.44744 | 43.9264 | 1.6304 | 45.5568 | WIDTH50_LENGTH50_HIGHT8_ORIENTATION270_WINDOWSRATIO10%_3Dview.U.png | WIDTH50_LENGTH50_HIGHT8_ORIENTATION270_WINDOWSRATIO10%.json
60 | 50 | 8 | 270 | 10% | 3036 | 1.7852 | 0.44631 | 43.9354 | 1.6378 | 45.5732 | WIDTH60_LENGTH50_HIGHT8_ORIENTATION270_WINDOWSRATIO10%_3Dview.U.png | WIDTH60_LENGTH50_HIGHT8_ORIENTATION270_WINDOWSRATIO10%.json
30 | 60 | 8 | 270 | 10% | 2816 | 1.7898 | 0.44744 | 43.7863 | 1.6515 | 45.4378 | WIDTH30_LENGTH60_HIGHT8_ORIENTATION270_WINDOWSRATIO10%_3Dview.U.png | WIDTH30_LENGTH60_HIGHT8_ORIENTATION270_WINDOWSRATIO10%.json
40 | 60 | 8 | 270 | 10% | 3036 | 1.7852 | 0.44631 | 43.8885 | 1.6099 | 45.4984 | WIDTH40_LENGTH60_HIGHT8_ORIENTATION270_WINDOWSRATIO10%_3Dview.U.png | WIDTH40_LENGTH60_HIGHT8_ORIENTATION270_WINDOWSRATIO10%.json
50 | 60 | 8 | 270 | 10% | 3256 | 1.7813 | 0.44533 | 43.8894 | 1.6218 | 45.5112 | WIDTH50_LENGTH60_HIGHT8_ORIENTATION270_WINDOWSRATIO10%_3Dview.U.png | WIDTH50_LENGTH60_HIGHT8_ORIENTATION270_WINDOWSRATIO10%.json
60 | 60 | 8 | 270 | 10% | 3476 | 1.7779 | 0.44448 | 43.9032 | 1.6282 | 45.5314 | WIDTH60_LENGTH60_HIGHT8_ORIENTATION270_WINDOWSRATIO10%_3Dview.U.png | WIDTH60_LENGTH60_HIGHT8_ORIENTATION270_WINDOWSRATIO10%.json
30 | 30 | 12 | 270 | 10% | 2244 | 1.5116 | 0.3779 | 44.0752 | 1.5893 | 45.6645 | WIDTH30_LENGTH30_HIGHT12_ORIENTATION270_WINDOWSRATIO10%_3Dview.U.png | WIDTH30_LENGTH30_HIGHT12_ORIENTATION270_WINDOWSRATIO10%.json
40 | 30 | 12 | 270 | 10% | 2574 | 1.4965 | 0.37413 | 44.2133 | 1.5343 | 45.7476 | WIDTH40_LENGTH30_HIGHT12_ORIENTATION270_WINDOWSRATIO10%_3Dview.U.png | WIDTH40_LENGTH30_HIGHT12_ORIENTATION270_WINDOWSRATIO10%.json
50 | 30 | 12 | 270 | 10% | 2904 | 1.4848 | 0.37121 | 44.1974 | 1.5506 | 45.748 | WIDTH50_LENGTH30_HIGHT12_ORIENTATION270_WINDOWSRATIO10%_3Dview.U.png | WIDTH50_LENGTH30_HIGHT12_ORIENTATION270_WINDOWSRATIO10%.json
60 | 30 | 12 | 270 | 10% | 3234 | 1.4756 | 0.36889 | 44.2084 | 1.5564 | 45.7648 | WIDTH60_LENGTH30_HIGHT12_ORIENTATION270_WINDOWSRATIO10%_3Dview.U.png | WIDTH60_LENGTH30_HIGHT12_ORIENTATION270_WINDOWSRATIO10%.json
30 | 40 | 12 | 270 | 10% | 2904 | 1.4848 | 0.37121 | 44.0056 | 1.5903 | 45.5959 | WIDTH30_LENGTH40_HIGHT12_ORIENTATION270_WINDOWSRATIO10%_3Dview.U.png | WIDTH30_LENGTH40_HIGHT12_ORIENTATION270_WINDOWSRATIO10%.json
40 | 40 | 12 | 270 | 10% | 3234 | 1.4756 | 0.36889 | 44.2062 | 1.5035 | 45.7097 | WIDTH40_LENGTH40_HIGHT12_ORIENTATION270_WINDOWSRATIO10%_3Dview.U.png | WIDTH40_LENGTH40_HIGHT12_ORIENTATION270_WINDOWSRATIO10%.json
50 | 40 | 12 | 270 | 10% | 3564 | 1.468 | 0.367 | 44.1988 | 1.5186 | 45.7173 | WIDTH50_LENGTH40_HIGHT12_ORIENTATION270_WINDOWSRATIO10%_3Dview.U.png | WIDTH50_LENGTH40_HIGHT12_ORIENTATION270_WINDOWSRATIO10%.json
60 | 40 | 12 | 270 | 10% | 3894 | 1.4617 | 0.36543 | 44.2084 | 1.5272 | 45.7356 | WIDTH60_LENGTH40_HIGHT12_ORIENTATION270_WINDOWSRATIO10%_3Dview.U.png | WIDTH60_LENGTH40_HIGHT12_ORIENTATION270_WINDOWSRATIO10%.json
30 | 50 | 12 | 270 | 10% | 3564 | 1.468 | 0.367 | 43.9594 | 1.5915 | 45.5509 | WIDTH30_LENGTH50_HIGHT12_ORIENTATION270_WINDOWSRATIO10%_3Dview.U.png | WIDTH30_LENGTH50_HIGHT12_ORIENTATION270_WINDOWSRATIO10%.json
40 | 50 | 12 | 270 | 10% | 3894 | 1.4617 | 0.36543 | 44.2025 | 1.4829 | 45.6854 | WIDTH40_LENGTH50_HIGHT12_ORIENTATION270_WINDOWSRATIO10%_3Dview.U.png | WIDTH40_LENGTH50_HIGHT12_ORIENTATION270_WINDOWSRATIO10%.json
50 | 50 | 12 | 270 | 10% | 4224 | 1.4564 | 0.36411 | 44.1989 | 1.4948 | 45.6937 | WIDTH50_LENGTH50_HIGHT12_ORIENTATION270_WINDOWSRATIO10%_3Dview.U.png | WIDTH50_LENGTH50_HIGHT12_ORIENTATION270_WINDOWSRATIO10%.json
60 | 50 | 12 | 270 | 10% | 4554 | 1.4519 | 0.36298 | 44.2102 | 1.5036 | 45.7137 | WIDTH60_LENGTH50_HIGHT12_ORIENTATION270_WINDOWSRATIO10%_3Dview.U.png | WIDTH60_LENGTH50_HIGHT12_ORIENTATION270_WINDOWSRATIO10%.json
30 | 60 | 12 | 270 | 10% | 4224 | 1.4564 | 0.36411 | 43.8881 | 1.6021 | 45.4902 | WIDTH30_LENGTH60_HIGHT12_ORIENTATION270_WINDOWSRATIO10%_3Dview.U.png | WIDTH30_LENGTH60_HIGHT12_ORIENTATION270_WINDOWSRATIO10%.json
40 | 60 | 12 | 270 | 10% | 4554 | 1.4519 | 0.36298 | 44.1652 | 1.4754 | 45.6406 | WIDTH40_LENGTH60_HIGHT12_ORIENTATION270_WINDOWSRATIO10%_3Dview.U.png | WIDTH40_LENGTH60_HIGHT12_ORIENTATION270_WINDOWSRATIO10%.json
50 | 60 | 12 | 270 | 10% | 4884 | 1.448 | 0.362 | 44.1683 | 1.486 | 45.6543 | WIDTH50_LENGTH60_HIGHT12_ORIENTATION270_WINDOWSRATIO10%_3Dview.U.png | WIDTH50_LENGTH60_HIGHT12_ORIENTATION270_WINDOWSRATIO10%.json
60 | 60 | 12 | 270 | 10% | 5214 | 1.4446 | 0.36114 | 44.1821 | 1.4923 | 45.6744 | WIDTH60_LENGTH60_HIGHT12_ORIENTATION270_WINDOWSRATIO10%_3Dview.U.png | WIDTH60_LENGTH60_HIGHT12_ORIENTATION270_WINDOWSRATIO10%.json
30 | 30 | 16 | 270 | 10% | 2992 | 1.3449 | 0.33623 | 44.1169 | 1.5578 | 45.6746 | WIDTH30_LENGTH30_HIGHT16_ORIENTATION270_WINDOWSRATIO10%_3Dview.U.png | WIDTH30_LENGTH30_HIGHT16_ORIENTATION270_WINDOWSRATIO10%.json
40 | 30 | 16 | 270 | 10% | 3432 | 1.3298 | 0.33246 | 44.2987 | 1.4858 | 45.7845 | WIDTH40_LENGTH30_HIGHT16_ORIENTATION270_WINDOWSRATIO10%_3Dview.U.png | WIDTH40_LENGTH30_HIGHT16_ORIENTATION270_WINDOWSRATIO10%.json
50 | 30 | 16 | 270 | 10% | 3872 | 1.3182 | 0.32955 | 44.2894 | 1.4986 | 45.788 | WIDTH50_LENGTH30_HIGHT16_ORIENTATION270_WINDOWSRATIO10%_3Dview.U.png | WIDTH50_LENGTH30_HIGHT16_ORIENTATION270_WINDOWSRATIO10%.json
60 | 30 | 16 | 270 | 10% | 4312 | 1.3089 | 0.32723 | 44.3015 | 1.5051 | 45.8067 | WIDTH60_LENGTH30_HIGHT16_ORIENTATION270_WINDOWSRATIO10%_3Dview.U.png | WIDTH60_LENGTH30_HIGHT16_ORIENTATION270_WINDOWSRATIO10%.json
30 | 40 | 16 | 270 | 10% | 3872 | 1.3182 | 0.32955 | 44.0286 | 1.5686 | 45.5973 | WIDTH30_LENGTH40_HIGHT16_ORIENTATION270_WINDOWSRATIO10%_3Dview.U.png | WIDTH30_LENGTH40_HIGHT16_ORIENTATION270_WINDOWSRATIO10%.json
40 | 40 | 16 | 270 | 10% | 4312 | 1.3089 | 0.32723 | 44.2909 | 1.4596 | 45.7505 | WIDTH40_LENGTH40_HIGHT16_ORIENTATION270_WINDOWSRATIO10%_3Dview.U.png | WIDTH40_LENGTH40_HIGHT16_ORIENTATION270_WINDOWSRATIO10%.json
50 | 40 | 16 | 270 | 10% | 4752 | 1.3013 | 0.32534 | 44.2936 | 1.4663 | 45.7599 | WIDTH50_LENGTH40_HIGHT16_ORIENTATION270_WINDOWSRATIO10%_3Dview.U.png | WIDTH50_LENGTH40_HIGHT16_ORIENTATION270_WINDOWSRATIO10%.json
60 | 40 | 16 | 270 | 10% | 5192 | 1.2951 | 0.32377 | 44.3048 | 1.4744 | 45.7792 | WIDTH60_LENGTH40_HIGHT16_ORIENTATION270_WINDOWSRATIO10%_3Dview.U.png | WIDTH60_LENGTH40_HIGHT16_ORIENTATION270_WINDOWSRATIO10%.json
30 | 50 | 16 | 270 | 10% | 4752 | 1.3013 | 0.32534 | 43.9692 | 1.575 | 45.5442 | WIDTH30_LENGTH50_HIGHT16_ORIENTATION270_WINDOWSRATIO10%_3Dview.U.png | WIDTH30_LENGTH50_HIGHT16_ORIENTATION270_WINDOWSRATIO10%.json
40 | 50 | 16 | 270 | 10% | 5192 | 1.2951 | 0.32377 | 44.288 | 1.4393 | 45.7273 | WIDTH40_LENGTH50_HIGHT16_ORIENTATION270_WINDOWSRATIO10%_3Dview.U.png | WIDTH40_LENGTH50_HIGHT16_ORIENTATION270_WINDOWSRATIO10%.json
50 | 50 | 16 | 270 | 10% | 5632 | 1.2898 | 0.32244 | 44.2995 | 1.4417 | 45.7412 | WIDTH50_LENGTH50_HIGHT16_ORIENTATION270_WINDOWSRATIO10%_3Dview.U.png | WIDTH50_LENGTH50_HIGHT16_ORIENTATION270_WINDOWSRATIO10%.json
60 | 50 | 16 | 270 | 10% | 6072 | 1.2852 | 0.32131 | 44.31 | 1.4506 | 45.7606 | WIDTH60_LENGTH50_HIGHT16_ORIENTATION270_WINDOWSRATIO10%_3Dview.U.png | WIDTH60_LENGTH50_HIGHT16_ORIENTATION270_WINDOWSRATIO10%.json
30 | 60 | 16 | 270 | 10% | 5632 | 1.2898 | 0.32244 | 43.8849 | 1.5905 | 45.4754 | WIDTH30_LENGTH60_HIGHT16_ORIENTATION270_WINDOWSRATIO10%_3Dview.U.png | WIDTH30_LENGTH60_HIGHT16_ORIENTATION270_WINDOWSRATIO10%.json
40 | 60 | 16 | 270 | 10% | 6072 | 1.2852 | 0.32131 | 44.2503 | 1.4335 | 45.6838 | WIDTH40_LENGTH60_HIGHT16_ORIENTATION270_WINDOWSRATIO10%_3Dview.U.png | WIDTH40_LENGTH60_HIGHT16_ORIENTATION270_WINDOWSRATIO10%.json
50 | 60 | 16 | 270 | 10% | 6512 | 1.2813 | 0.32033 | 44.2726 | 1.4299 | 45.7025 | WIDTH50_LENGTH60_HIGHT16_ORIENTATION270_WINDOWSRATIO10%_3Dview.U.png | WIDTH50_LENGTH60_HIGHT16_ORIENTATION270_WINDOWSRATIO10%.json
60 | 60 | 16 | 270 | 10% | 6952 | 1.2779 | 0.31948 | 44.2858 | 1.4383 | 45.7241 | WIDTH60_LENGTH60_HIGHT16_ORIENTATION270_WINDOWSRATIO10%_3Dview.U.png | WIDTH60_LENGTH60_HIGHT16_ORIENTATION270_WINDOWSRATIO10%.json
30 | 30 | 8 | 315 | 10% | 1496 | 1.8449 | 0.46123 | 43.691 | 1.809 | 45.5 | WIDTH30_LENGTH30_HIGHT8_ORIENTATION315_WINDOWSRATIO10%_3Dview.U.png | WIDTH30_LENGTH30_HIGHT8_ORIENTATION315_WINDOWSRATIO10%.json
40 | 30 | 8 | 315 | 10% | 1716 | 1.8298 | 0.45746 | 43.8091 | 1.7545 | 45.5636 | WIDTH40_LENGTH30_HIGHT8_ORIENTATION315_WINDOWSRATIO10%_3Dview.U.png | WIDTH40_LENGTH30_HIGHT8_ORIENTATION315_WINDOWSRATIO10%.json
50 | 30 | 8 | 315 | 10% | 1936 | 1.8182 | 0.45455 | 43.8144 | 1.7422 | 45.5566 | WIDTH50_LENGTH30_HIGHT8_ORIENTATION315_WINDOWSRATIO10%_3Dview.U.png | WIDTH50_LENGTH30_HIGHT8_ORIENTATION315_WINDOWSRATIO10%.json
60 | 30 | 8 | 315 | 10% | 2156 | 1.8089 | 0.45223 | 43.7944 | 1.7432 | 45.5376 | WIDTH60_LENGTH30_HIGHT8_ORIENTATION315_WINDOWSRATIO10%_3Dview.U.png | WIDTH60_LENGTH30_HIGHT8_ORIENTATION315_WINDOWSRATIO10%.json
30 | 40 | 8 | 315 | 10% | 1936 | 1.8182 | 0.45455 | 43.6223 | 1.8283 | 45.4506 | WIDTH30_LENGTH40_HIGHT8_ORIENTATION315_WINDOWSRATIO10%_3Dview.U.png | WIDTH30_LENGTH40_HIGHT8_ORIENTATION315_WINDOWSRATIO10%.json
40 | 40 | 8 | 315 | 10% | 2156 | 1.8089 | 0.45223 | 43.7811 | 1.7636 | 45.5447 | WIDTH40_LENGTH40_HIGHT8_ORIENTATION315_WINDOWSRATIO10%_3Dview.U.png | WIDTH40_LENGTH40_HIGHT8_ORIENTATION315_WINDOWSRATIO10%.json
50 | 40 | 8 | 315 | 10% | 2376 | 1.8013 | 0.45034 | 43.7984 | 1.7484 | 45.5468 | WIDTH50_LENGTH40_HIGHT8_ORIENTATION315_WINDOWSRATIO10%_3Dview.U.png | WIDTH50_LENGTH40_HIGHT8_ORIENTATION315_WINDOWSRATIO10%.json
60 | 40 | 8 | 315 | 10% | 2596 | 1.7951 | 0.44877 | 43.7851 | 1.7477 | 45.5328 | WIDTH60_LENGTH40_HIGHT8_ORIENTATION315_WINDOWSRATIO10%_3Dview.U.png | WIDTH60_LENGTH40_HIGHT8_ORIENTATION315_WINDOWSRATIO10%.json
30 | 50 | 8 | 315 | 10% | 2376 | 1.8013 | 0.45034 | 43.5761 | 1.8412 | 45.4173 | WIDTH30_LENGTH50_HIGHT8_ORIENTATION315_WINDOWSRATIO10%_3Dview.U.png | WIDTH30_LENGTH50_HIGHT8_ORIENTATION315_WINDOWSRATIO10%.json
40 | 50 | 8 | 315 | 10% | 2596 | 1.7951 | 0.44877 | 43.7622 | 1.7694 | 45.5316 | WIDTH40_LENGTH50_HIGHT8_ORIENTATION315_WINDOWSRATIO10%_3Dview.U.png | WIDTH40_LENGTH50_HIGHT8_ORIENTATION315_WINDOWSRATIO10%.json
50 | 50 | 8 | 315 | 10% | 2816 | 1.7898 | 0.44744 | 43.7873 | 1.753 | 45.5402 | WIDTH50_LENGTH50_HIGHT8_ORIENTATION315_WINDOWSRATIO10%_3Dview.U.png | WIDTH50_LENGTH50_HIGHT8_ORIENTATION315_WINDOWSRATIO10%.json
60 | 50 | 8 | 315 | 10% | 3036 | 1.7852 | 0.44631 | 43.78 | 1.7506 | 45.5306 | WIDTH60_LENGTH50_HIGHT8_ORIENTATION315_WINDOWSRATIO10%_3Dview.U.png | WIDTH60_LENGTH50_HIGHT8_ORIENTATION315_WINDOWSRATIO10%.json
30 | 60 | 8 | 315 | 10% | 2816 | 1.7898 | 0.44744 | 43.5038 | 1.8588 | 45.3626 | WIDTH30_LENGTH60_HIGHT8_ORIENTATION315_WINDOWSRATIO10%_3Dview.U.png | WIDTH30_LENGTH60_HIGHT8_ORIENTATION315_WINDOWSRATIO10%.json
40 | 60 | 8 | 315 | 10% | 3036 | 1.7852 | 0.44631 | 43.7126 | 1.7812 | 45.4937 | WIDTH40_LENGTH60_HIGHT8_ORIENTATION315_WINDOWSRATIO10%_3Dview.U.png | WIDTH40_LENGTH60_HIGHT8_ORIENTATION315_WINDOWSRATIO10%.json
50 | 60 | 8 | 315 | 10% | 3256 | 1.7813 | 0.44533 | 43.7477 | 1.7628 | 45.5105 | WIDTH50_LENGTH60_HIGHT8_ORIENTATION315_WINDOWSRATIO10%_3Dview.U.png | WIDTH50_LENGTH60_HIGHT8_ORIENTATION315_WINDOWSRATIO10%.json
60 | 60 | 8 | 315 | 10% | 3476 | 1.7779 | 0.44448 | 43.7488 | 1.7587 | 45.5075 | WIDTH60_LENGTH60_HIGHT8_ORIENTATION315_WINDOWSRATIO10%_3Dview.U.png | WIDTH60_LENGTH60_HIGHT8_ORIENTATION315_WINDOWSRATIO10%.json
30 | 30 | 12 | 315 | 10% | 2244 | 1.5116 | 0.3779 | 43.8749 | 1.7009 | 45.5758 | WIDTH30_LENGTH30_HIGHT12_ORIENTATION315_WINDOWSRATIO10%_3Dview.U.png | WIDTH30_LENGTH30_HIGHT12_ORIENTATION315_WINDOWSRATIO10%.json
40 | 30 | 12 | 315 | 10% | 2574 | 1.4965 | 0.37413 | 44.0476 | 1.6299 | 45.6775 | WIDTH40_LENGTH30_HIGHT12_ORIENTATION315_WINDOWSRATIO10%_3Dview.U.png | WIDTH40_LENGTH30_HIGHT12_ORIENTATION315_WINDOWSRATIO10%.json
50 | 30 | 12 | 315 | 10% | 2904 | 1.4848 | 0.37121 | 44.075 | 1.609 | 45.684 | WIDTH50_LENGTH30_HIGHT12_ORIENTATION315_WINDOWSRATIO10%_3Dview.U.png | WIDTH50_LENGTH30_HIGHT12_ORIENTATION315_WINDOWSRATIO10%.json
60 | 30 | 12 | 315 | 10% | 3234 | 1.4756 | 0.36889 | 44.0646 | 1.6067 | 45.6713 | WIDTH60_LENGTH30_HIGHT12_ORIENTATION315_WINDOWSRATIO10%_3Dview.U.png | WIDTH60_LENGTH30_HIGHT12_ORIENTATION315_WINDOWSRATIO10%.json
30 | 40 | 12 | 315 | 10% | 2904 | 1.4848 | 0.37121 | 43.7936 | 1.7254 | 45.5189 | WIDTH30_LENGTH40_HIGHT12_ORIENTATION315_WINDOWSRATIO10%_3Dview.U.png | WIDTH30_LENGTH40_HIGHT12_ORIENTATION315_WINDOWSRATIO10%.json
40 | 40 | 12 | 315 | 10% | 3234 | 1.4756 | 0.36889 | 44.0168 | 1.6402 | 45.657 | WIDTH40_LENGTH40_HIGHT12_ORIENTATION315_WINDOWSRATIO10%_3Dview.U.png | WIDTH40_LENGTH40_HIGHT12_ORIENTATION315_WINDOWSRATIO10%.json
50 | 40 | 12 | 315 | 10% | 3564 | 1.468 | 0.367 | 44.0584 | 1.6175 | 45.6759 | WIDTH50_LENGTH40_HIGHT12_ORIENTATION315_WINDOWSRATIO10%_3Dview.U.png | WIDTH50_LENGTH40_HIGHT12_ORIENTATION315_WINDOWSRATIO10%.json
60 | 40 | 12 | 315 | 10% | 3894 | 1.4617 | 0.36543 | 44.055 | 1.613 | 45.668 | WIDTH60_LENGTH40_HIGHT12_ORIENTATION315_WINDOWSRATIO10%_3Dview.U.png | WIDTH60_LENGTH40_HIGHT12_ORIENTATION315_WINDOWSRATIO10%.json
30 | 50 | 12 | 315 | 10% | 3564 | 1.468 | 0.367 | 43.7391 | 1.7449 | 45.484 | WIDTH30_LENGTH50_HIGHT12_ORIENTATION315_WINDOWSRATIO10%_3Dview.U.png | WIDTH30_LENGTH50_HIGHT12_ORIENTATION315_WINDOWSRATIO10%.json
40 | 50 | 12 | 315 | 10% | 3894 | 1.4617 | 0.36543 | 43.9959 | 1.6488 | 45.6447 | WIDTH40_LENGTH50_HIGHT12_ORIENTATION315_WINDOWSRATIO10%_3Dview.U.png | WIDTH40_LENGTH50_HIGHT12_ORIENTATION315_WINDOWSRATIO10%.json
50 | 50 | 12 | 315 | 10% | 4224 | 1.4564 | 0.36411 | 44.0483 | 1.6221 | 45.6704 | WIDTH50_LENGTH50_HIGHT12_ORIENTATION315_WINDOWSRATIO10%_3Dview.U.png | WIDTH50_LENGTH50_HIGHT12_ORIENTATION315_WINDOWSRATIO10%.json
60 | 50 | 12 | 315 | 10% | 4554 | 1.4519 | 0.36298 | 44.0519 | 1.6159 | 45.6677 | WIDTH60_LENGTH50_HIGHT12_ORIENTATION315_WINDOWSRATIO10%_3Dview.U.png | WIDTH60_LENGTH50_HIGHT12_ORIENTATION315_WINDOWSRATIO10%.json
30 | 60 | 12 | 315 | 10% | 4224 | 1.4564 | 0.36411 | 43.6574 | 1.7648 | 45.4222 | WIDTH30_LENGTH60_HIGHT12_ORIENTATION315_WINDOWSRATIO10%_3Dview.U.png | WIDTH30_LENGTH60_HIGHT12_ORIENTATION315_WINDOWSRATIO10%.json
40 | 60 | 12 | 315 | 10% | 4554 | 1.4519 | 0.36298 | 43.9467 | 1.6614 | 45.6081 | WIDTH40_LENGTH60_HIGHT12_ORIENTATION315_WINDOWSRATIO10%_3Dview.U.png | WIDTH40_LENGTH60_HIGHT12_ORIENTATION315_WINDOWSRATIO10%.json
50 | 60 | 12 | 315 | 10% | 4884 | 1.448 | 0.362 | 44.0101 | 1.6323 | 45.6423 | WIDTH50_LENGTH60_HIGHT12_ORIENTATION315_WINDOWSRATIO10%_3Dview.U.png | WIDTH50_LENGTH60_HIGHT12_ORIENTATION315_WINDOWSRATIO10%.json
60 | 60 | 12 | 315 | 10% | 5214 | 1.4446 | 0.36114 | 44.0208 | 1.6241 | 45.6448 | WIDTH60_LENGTH60_HIGHT12_ORIENTATION315_WINDOWSRATIO10%_3Dview.U.png | WIDTH60_LENGTH60_HIGHT12_ORIENTATION315_WINDOWSRATIO10%.json
30 | 30 | 16 | 315 | 10% | 2992 | 1.3449 | 0.33623 | 43.9234 | 1.662 | 45.5854 | WIDTH30_LENGTH30_HIGHT16_ORIENTATION315_WINDOWSRATIO10%_3Dview.U.png | WIDTH30_LENGTH30_HIGHT16_ORIENTATION315_WINDOWSRATIO10%.json
40 | 30 | 16 | 315 | 10% | 3432 | 1.3298 | 0.33246 | 44.1157 | 1.588 | 45.7037 | WIDTH40_LENGTH30_HIGHT16_ORIENTATION315_WINDOWSRATIO10%_3Dview.U.png | WIDTH40_LENGTH30_HIGHT16_ORIENTATION315_WINDOWSRATIO10%.json
50 | 30 | 16 | 315 | 10% | 3872 | 1.3182 | 0.32955 | 44.1662 | 1.5574 | 45.7235 | WIDTH50_LENGTH30_HIGHT16_ORIENTATION315_WINDOWSRATIO10%_3Dview.U.png | WIDTH50_LENGTH30_HIGHT16_ORIENTATION315_WINDOWSRATIO10%.json
60 | 30 | 16 | 315 | 10% | 4312 | 1.3089 | 0.32723 | 44.1648 | 1.551 | 45.7158 | WIDTH60_LENGTH30_HIGHT16_ORIENTATION315_WINDOWSRATIO10%_3Dview.U.png | WIDTH60_LENGTH30_HIGHT16_ORIENTATION315_WINDOWSRATIO10%.json
30 | 40 | 16 | 315 | 10% | 3872 | 1.3182 | 0.32955 | 43.8286 | 1.692 | 45.5206 | WIDTH30_LENGTH40_HIGHT16_ORIENTATION315_WINDOWSRATIO10%_3Dview.U.png | WIDTH30_LENGTH40_HIGHT16_ORIENTATION315_WINDOWSRATIO10%.json
40 | 40 | 16 | 315 | 10% | 4312 | 1.3089 | 0.32723 | 44.0765 | 1.6008 | 45.6773 | WIDTH40_LENGTH40_HIGHT16_ORIENTATION315_WINDOWSRATIO10%_3Dview.U.png | WIDTH40_LENGTH40_HIGHT16_ORIENTATION315_WINDOWSRATIO10%.json
50 | 40 | 16 | 315 | 10% | 4752 | 1.3013 | 0.32534 | 44.1471 | 1.5647 | 45.7118 | WIDTH50_LENGTH40_HIGHT16_ORIENTATION315_WINDOWSRATIO10%_3Dview.U.png | WIDTH50_LENGTH40_HIGHT16_ORIENTATION315_WINDOWSRATIO10%.json
60 | 40 | 16 | 315 | 10% | 5192 | 1.2951 | 0.32377 | 44.1541 | 1.5558 | 45.7098 | WIDTH60_LENGTH40_HIGHT16_ORIENTATION315_WINDOWSRATIO10%_3Dview.U.png | WIDTH60_LENGTH40_HIGHT16_ORIENTATION315_WINDOWSRATIO10%.json
30 | 50 | 16 | 315 | 10% | 4752 | 1.3013 | 0.32534 | 43.7634 | 1.7107 | 45.4741 | WIDTH30_LENGTH50_HIGHT16_ORIENTATION315_WINDOWSRATIO10%_3Dview.U.png | WIDTH30_LENGTH50_HIGHT16_ORIENTATION315_WINDOWSRATIO10%.json
40 | 50 | 16 | 315 | 10% | 5192 | 1.2951 | 0.32377 | 44.0518 | 1.6091 | 45.6609 | WIDTH40_LENGTH50_HIGHT16_ORIENTATION315_WINDOWSRATIO10%_3Dview.U.png | WIDTH40_LENGTH50_HIGHT16_ORIENTATION315_WINDOWSRATIO10%.json
50 | 50 | 16 | 315 | 10% | 5632 | 1.2898 | 0.32244 | 44.1353 | 1.5702 | 45.7055 | WIDTH50_LENGTH50_HIGHT16_ORIENTATION315_WINDOWSRATIO10%_3Dview.U.png | WIDTH50_LENGTH50_HIGHT16_ORIENTATION315_WINDOWSRATIO10%.json
60 | 50 | 16 | 315 | 10% | 6072 | 1.2852 | 0.32131 | 44.15 | 1.559 | 45.709 | WIDTH60_LENGTH50_HIGHT16_ORIENTATION315_WINDOWSRATIO10%_3Dview.U.png | WIDTH60_LENGTH50_HIGHT16_ORIENTATION315_WINDOWSRATIO10%.json
30 | 60 | 16 | 315 | 10% | 5632 | 1.2898 | 0.32244 | 43.6778 | 1.7332 | 45.411 | WIDTH30_LENGTH60_HIGHT16_ORIENTATION315_WINDOWSRATIO10%_3Dview.U.png | WIDTH30_LENGTH60_HIGHT16_ORIENTATION315_WINDOWSRATIO10%.json
40 | 60 | 16 | 315 | 10% | 6072 | 1.2852 | 0.32131 | 43.9991 | 1.6234 | 45.6224 | WIDTH40_LENGTH60_HIGHT16_ORIENTATION315_WINDOWSRATIO10%_3Dview.U.png | WIDTH40_LENGTH60_HIGHT16_ORIENTATION315_WINDOWSRATIO10%.json
50 | 60 | 16 | 315 | 10% | 6512 | 1.2813 | 0.32033 | 44.0956 | 1.5813 | 45.6769 | WIDTH50_LENGTH60_HIGHT16_ORIENTATION315_WINDOWSRATIO10%_3Dview.U.png | WIDTH50_LENGTH60_HIGHT16_ORIENTATION315_WINDOWSRATIO10%.json
60 | 60 | 16 | 315 | 10% | 6952 | 1.2779 | 0.31948 | 44.119 | 1.5679 | 45.6868 | WIDTH60_LENGTH60_HIGHT16_ORIENTATION315_WINDOWSRATIO10%_3Dview.U.png | WIDTH60_LENGTH60_HIGHT16_ORIENTATION315_WINDOWSRATIO10%.json
30 | 30 | 8 | 0 | 20% | 1496 | 1.8449 | 0.46123 | 45.1613 | 1.4627 | 46.6239 | WIDTH30_LENGTH30_HIGHT8_ORIENTATION0_WINDOWSRATIO20%_3Dview.U.png | WIDTH30_LENGTH30_HIGHT8_ORIENTATION0_WINDOWSRATIO20%.json
40 | 30 | 8 | 0 | 20% | 1716 | 1.8298 | 0.45746 | 45.3089 | 1.3942 | 46.7031 | WIDTH40_LENGTH30_HIGHT8_ORIENTATION0_WINDOWSRATIO20%_3Dview.U.png | WIDTH40_LENGTH30_HIGHT8_ORIENTATION0_WINDOWSRATIO20%.json
50 | 30 | 8 | 0 | 20% | 1936 | 1.8182 | 0.45455 | 45.3414 | 1.3619 | 46.7033 | WIDTH50_LENGTH30_HIGHT8_ORIENTATION0_WINDOWSRATIO20%_3Dview.U.png | WIDTH50_LENGTH30_HIGHT8_ORIENTATION0_WINDOWSRATIO20%.json
60 | 30 | 8 | 0 | 20% | 2156 | 1.8089 | 0.45223 | 45.3104 | 1.355 | 46.6654 | WIDTH60_LENGTH30_HIGHT8_ORIENTATION0_WINDOWSRATIO20%_3Dview.U.png | WIDTH60_LENGTH30_HIGHT8_ORIENTATION0_WINDOWSRATIO20%.json
30 | 40 | 8 | 0 | 20% | 1936 | 1.8182 | 0.45455 | 45.0509 | 1.5119 | 46.5627 | WIDTH30_LENGTH40_HIGHT8_ORIENTATION0_WINDOWSRATIO20%_3Dview.U.png | WIDTH30_LENGTH40_HIGHT8_ORIENTATION0_WINDOWSRATIO20%.json
40 | 40 | 8 | 0 | 20% | 2156 | 1.8089 | 0.45223 | 45.2545 | 1.4288 | 46.6833 | WIDTH40_LENGTH40_HIGHT8_ORIENTATION0_WINDOWSRATIO20%_3Dview.U.png | WIDTH40_LENGTH40_HIGHT8_ORIENTATION0_WINDOWSRATIO20%.json
50 | 40 | 8 | 0 | 20% | 2376 | 1.8013 | 0.45034 | 45.2994 | 1.3932 | 46.6926 | WIDTH50_LENGTH40_HIGHT8_ORIENTATION0_WINDOWSRATIO20%_3Dview.U.png | WIDTH50_LENGTH40_HIGHT8_ORIENTATION0_WINDOWSRATIO20%.json
60 | 40 | 8 | 0 | 20% | 2596 | 1.7951 | 0.44877 | 45.2834 | 1.383 | 46.6664 | WIDTH60_LENGTH40_HIGHT8_ORIENTATION0_WINDOWSRATIO20%_3Dview.U.png | WIDTH60_LENGTH40_HIGHT8_ORIENTATION0_WINDOWSRATIO20%.json
30 | 50 | 8 | 0 | 20% | 2376 | 1.8013 | 0.45034 | 44.9778 | 1.5454 | 46.5232 | WIDTH30_LENGTH50_HIGHT8_ORIENTATION0_WINDOWSRATIO20%_3Dview.U.png | WIDTH30_LENGTH50_HIGHT8_ORIENTATION0_WINDOWSRATIO20%.json
40 | 50 | 8 | 0 | 20% | 2596 | 1.7951 | 0.44877 | 45.2134 | 1.4533 | 46.6666 | WIDTH40_LENGTH50_HIGHT8_ORIENTATION0_WINDOWSRATIO20%_3Dview.U.png | WIDTH40_LENGTH50_HIGHT8_ORIENTATION0_WINDOWSRATIO20%.json
50 | 50 | 8 | 0 | 20% | 2816 | 1.7898 | 0.44744 | 45.2729 | 1.4161 | 46.6891 | WIDTH50_LENGTH50_HIGHT8_ORIENTATION0_WINDOWSRATIO20%_3Dview.U.png | WIDTH50_LENGTH50_HIGHT8_ORIENTATION0_WINDOWSRATIO20%.json
60 | 50 | 8 | 0 | 20% | 3036 | 1.7852 | 0.44631 | 45.2667 | 1.4036 | 46.6703 | WIDTH60_LENGTH50_HIGHT8_ORIENTATION0_WINDOWSRATIO20%_3Dview.U.png | WIDTH60_LENGTH50_HIGHT8_ORIENTATION0_WINDOWSRATIO20%.json
30 | 60 | 8 | 0 | 20% | 2816 | 1.7898 | 0.44744 | 44.8764 | 1.5756 | 46.452 | WIDTH30_LENGTH60_HIGHT8_ORIENTATION0_WINDOWSRATIO20%_3Dview.U.png | WIDTH30_LENGTH60_HIGHT8_ORIENTATION0_WINDOWSRATIO20%.json
40 | 60 | 8 | 0 | 20% | 3036 | 1.7852 | 0.44631 | 45.1416 | 1.4792 | 46.6208 | WIDTH40_LENGTH60_HIGHT8_ORIENTATION0_WINDOWSRATIO20%_3Dview.U.png | WIDTH40_LENGTH60_HIGHT8_ORIENTATION0_WINDOWSRATIO20%.json
50 | 60 | 8 | 0 | 20% | 3256 | 1.7813 | 0.44533 | 45.209 | 1.4407 | 46.6498 | WIDTH50_LENGTH60_HIGHT8_ORIENTATION0_WINDOWSRATIO20%_3Dview.U.png | WIDTH50_LENGTH60_HIGHT8_ORIENTATION0_WINDOWSRATIO20%.json
60 | 60 | 8 | 0 | 20% | 3476 | 1.7779 | 0.44448 | 45.2152 | 1.4259 | 46.6411 | WIDTH60_LENGTH60_HIGHT8_ORIENTATION0_WINDOWSRATIO20%_3Dview.U.png | WIDTH60_LENGTH60_HIGHT8_ORIENTATION0_WINDOWSRATIO20%.json
30 | 30 | 12 | 0 | 20% | 2244 | 1.5116 | 0.3779 | 45.3139 | 1.3485 | 46.6624 | WIDTH30_LENGTH30_HIGHT12_ORIENTATION0_WINDOWSRATIO20%_3Dview.U.png | WIDTH30_LENGTH30_HIGHT12_ORIENTATION0_WINDOWSRATIO20%.json
40 | 30 | 12 | 0 | 20% | 2574 | 1.4965 | 0.37413 | 45.4879 | 1.2752 | 46.763 | WIDTH40_LENGTH30_HIGHT12_ORIENTATION0_WINDOWSRATIO20%_3Dview.U.png | WIDTH40_LENGTH30_HIGHT12_ORIENTATION0_WINDOWSRATIO20%.json
50 | 30 | 12 | 0 | 20% | 2904 | 1.4848 | 0.37121 | 45.5405 | 1.238 | 46.7784 | WIDTH50_LENGTH30_HIGHT12_ORIENTATION0_WINDOWSRATIO20%_3Dview.U.png | WIDTH50_LENGTH30_HIGHT12_ORIENTATION0_WINDOWSRATIO20%.json
60 | 30 | 12 | 0 | 20% | 3234 | 1.4756 | 0.36889 | 45.5237 | 1.2275 | 46.7512 | WIDTH60_LENGTH30_HIGHT12_ORIENTATION0_WINDOWSRATIO20%_3Dview.U.png | WIDTH60_LENGTH30_HIGHT12_ORIENTATION0_WINDOWSRATIO20%.json
30 | 40 | 12 | 0 | 20% | 2904 | 1.4848 | 0.37121 | 45.1835 | 1.4038 | 46.5874 | WIDTH30_LENGTH40_HIGHT12_ORIENTATION0_WINDOWSRATIO20%_3Dview.U.png | WIDTH30_LENGTH40_HIGHT12_ORIENTATION0_WINDOWSRATIO20%.json
40 | 40 | 12 | 0 | 20% | 3234 | 1.4756 | 0.36889 | 45.4225 | 1.3127 | 46.7352 | WIDTH40_LENGTH40_HIGHT12_ORIENTATION0_WINDOWSRATIO20%_3Dview.U.png | WIDTH40_LENGTH40_HIGHT12_ORIENTATION0_WINDOWSRATIO20%.json
50 | 40 | 12 | 0 | 20% | 3564 | 1.468 | 0.367 | 45.4972 | 1.27 | 46.7672 | WIDTH50_LENGTH40_HIGHT12_ORIENTATION0_WINDOWSRATIO20%_3Dview.U.png | WIDTH50_LENGTH40_HIGHT12_ORIENTATION0_WINDOWSRATIO20%.json
60 | 40 | 12 | 0 | 20% | 3894 | 1.4617 | 0.36543 | 45.4944 | 1.2573 | 46.7517 | WIDTH60_LENGTH40_HIGHT12_ORIENTATION0_WINDOWSRATIO20%_3Dview.U.png | WIDTH60_LENGTH40_HIGHT12_ORIENTATION0_WINDOWSRATIO20%.json
30 | 50 | 12 | 0 | 20% | 3564 | 1.468 | 0.367 | 45.0971 | 1.4414 | 46.5386 | WIDTH30_LENGTH50_HIGHT12_ORIENTATION0_WINDOWSRATIO20%_3Dview.U.png | WIDTH30_LENGTH50_HIGHT12_ORIENTATION0_WINDOWSRATIO20%.json
40 | 50 | 12 | 0 | 20% | 3894 | 1.4617 | 0.36543 | 45.3754 | 1.341 | 46.7164 | WIDTH40_LENGTH50_HIGHT12_ORIENTATION0_WINDOWSRATIO20%_3Dview.U.png | WIDTH40_LENGTH50_HIGHT12_ORIENTATION0_WINDOWSRATIO20%.json
50 | 50 | 12 | 0 | 20% | 4224 | 1.4564 | 0.36411 | 45.4638 | 1.295 | 46.7588 | WIDTH50_LENGTH50_HIGHT12_ORIENTATION0_WINDOWSRATIO20%_3Dview.U.png | WIDTH50_LENGTH50_HIGHT12_ORIENTATION0_WINDOWSRATIO20%.json
60 | 50 | 12 | 0 | 20% | 4554 | 1.4519 | 0.36298 | 45.4734 | 1.2782 | 46.7515 | WIDTH60_LENGTH50_HIGHT12_ORIENTATION0_WINDOWSRATIO20%_3Dview.U.png | WIDTH60_LENGTH50_HIGHT12_ORIENTATION0_WINDOWSRATIO20%.json
30 | 60 | 12 | 0 | 20% | 4224 | 1.4564 | 0.36411 | 44.9844 | 1.4774 | 46.4618 | WIDTH30_LENGTH60_HIGHT12_ORIENTATION0_WINDOWSRATIO20%_3Dview.U.png | WIDTH30_LENGTH60_HIGHT12_ORIENTATION0_WINDOWSRATIO20%.json
40 | 60 | 12 | 0 | 20% | 4554 | 1.4519 | 0.36298 | 45.2981 | 1.369 | 46.6671 | WIDTH40_LENGTH60_HIGHT12_ORIENTATION0_WINDOWSRATIO20%_3Dview.U.png | WIDTH40_LENGTH60_HIGHT12_ORIENTATION0_WINDOWSRATIO20%.json
50 | 60 | 12 | 0 | 20% | 4884 | 1.448 | 0.362 | 45.3994 | 1.321 | 46.7204 | WIDTH50_LENGTH60_HIGHT12_ORIENTATION0_WINDOWSRATIO20%_3Dview.U.png | WIDTH50_LENGTH60_HIGHT12_ORIENTATION0_WINDOWSRATIO20%.json
60 | 60 | 12 | 0 | 20% | 5214 | 1.4446 | 0.36114 | 45.4198 | 1.3013 | 46.7211 | WIDTH60_LENGTH60_HIGHT12_ORIENTATION0_WINDOWSRATIO20%_3Dview.U.png | WIDTH60_LENGTH60_HIGHT12_ORIENTATION0_WINDOWSRATIO20%.json
30 | 30 | 16 | 0 | 20% | 2992 | 1.3449 | 0.33623 | 45.3577 | 1.3013 | 46.6589 | WIDTH30_LENGTH30_HIGHT16_ORIENTATION0_WINDOWSRATIO20%_3Dview.U.png | WIDTH30_LENGTH30_HIGHT16_ORIENTATION0_WINDOWSRATIO20%.json
40 | 30 | 16 | 0 | 20% | 3432 | 1.3298 | 0.33246 | 45.5349 | 1.2293 | 46.7643 | WIDTH40_LENGTH30_HIGHT16_ORIENTATION0_WINDOWSRATIO20%_3Dview.U.png | WIDTH40_LENGTH30_HIGHT16_ORIENTATION0_WINDOWSRATIO20%.json
50 | 30 | 16 | 0 | 20% | 3872 | 1.3182 | 0.32955 | 45.5995 | 1.1897 | 46.7891 | WIDTH50_LENGTH30_HIGHT16_ORIENTATION0_WINDOWSRATIO20%_3Dview.U.png | WIDTH50_LENGTH30_HIGHT16_ORIENTATION0_WINDOWSRATIO20%.json
60 | 30 | 16 | 0 | 20% | 4312 | 1.3089 | 0.32723 | 45.5928 | 1.1769 | 46.7697 | WIDTH60_LENGTH30_HIGHT16_ORIENTATION0_WINDOWSRATIO20%_3Dview.U.png | WIDTH60_LENGTH30_HIGHT16_ORIENTATION0_WINDOWSRATIO20%.json
30 | 40 | 16 | 0 | 20% | 3872 | 1.3182 | 0.32955 | 45.212 | 1.3616 | 46.5736 | WIDTH30_LENGTH40_HIGHT16_ORIENTATION0_WINDOWSRATIO20%_3Dview.U.png | WIDTH30_LENGTH40_HIGHT16_ORIENTATION0_WINDOWSRATIO20%.json
40 | 40 | 16 | 0 | 20% | 4312 | 1.3089 | 0.32723 | 45.4583 | 1.2712 | 46.7294 | WIDTH40_LENGTH40_HIGHT16_ORIENTATION0_WINDOWSRATIO20%_3Dview.U.png | WIDTH40_LENGTH40_HIGHT16_ORIENTATION0_WINDOWSRATIO20%.json
50 | 40 | 16 | 0 | 20% | 4752 | 1.3013 | 0.32534 | 45.5501 | 1.224 | 46.7741 | WIDTH50_LENGTH40_HIGHT16_ORIENTATION0_WINDOWSRATIO20%_3Dview.U.png | WIDTH50_LENGTH40_HIGHT16_ORIENTATION0_WINDOWSRATIO20%.json
60 | 40 | 16 | 0 | 20% | 5192 | 1.2951 | 0.32377 | 45.5598 | 1.2071 | 46.7669 | WIDTH60_LENGTH40_HIGHT16_ORIENTATION0_WINDOWSRATIO20%_3Dview.U.png | WIDTH60_LENGTH40_HIGHT16_ORIENTATION0_WINDOWSRATIO20%.json
30 | 50 | 16 | 0 | 20% | 4752 | 1.3013 | 0.32534 | 45.117 | 1.4008 | 46.5178 | WIDTH30_LENGTH50_HIGHT16_ORIENTATION0_WINDOWSRATIO20%_3Dview.U.png | WIDTH30_LENGTH50_HIGHT16_ORIENTATION0_WINDOWSRATIO20%.json
40 | 50 | 16 | 0 | 20% | 5192 | 1.2951 | 0.32377 | 45.4046 | 1.3 | 46.7046 | WIDTH40_LENGTH50_HIGHT16_ORIENTATION0_WINDOWSRATIO20%_3Dview.U.png | WIDTH40_LENGTH50_HIGHT16_ORIENTATION0_WINDOWSRATIO20%.json
50 | 50 | 16 | 0 | 20% | 5632 | 1.2898 | 0.32244 | 45.5126 | 1.249 | 46.7616 | WIDTH50_LENGTH50_HIGHT16_ORIENTATION0_WINDOWSRATIO20%_3Dview.U.png | WIDTH50_LENGTH50_HIGHT16_ORIENTATION0_WINDOWSRATIO20%.json
60 | 50 | 16 | 0 | 20% | 6072 | 1.2852 | 0.32131 | 45.5361 | 1.2289 | 46.7649 | WIDTH60_LENGTH50_HIGHT16_ORIENTATION0_WINDOWSRATIO20%_3Dview.U.png | WIDTH60_LENGTH50_HIGHT16_ORIENTATION0_WINDOWSRATIO20%.json
30 | 60 | 16 | 0 | 20% | 5632 | 1.2898 | 0.32244 | 44.996 | 1.4403 | 46.4363 | WIDTH30_LENGTH60_HIGHT16_ORIENTATION0_WINDOWSRATIO20%_3Dview.U.png | WIDTH30_LENGTH60_HIGHT16_ORIENTATION0_WINDOWSRATIO20%.json
40 | 60 | 16 | 0 | 20% | 6072 | 1.2852 | 0.32131 | 45.3226 | 1.3306 | 46.6531 | WIDTH40_LENGTH60_HIGHT16_ORIENTATION0_WINDOWSRATIO20%_3Dview.U.png | WIDTH40_LENGTH60_HIGHT16_ORIENTATION0_WINDOWSRATIO20%.json
50 | 60 | 16 | 0 | 20% | 6512 | 1.2813 | 0.32033 | 45.4465 | 1.2761 | 46.7227 | WIDTH50_LENGTH60_HIGHT16_ORIENTATION0_WINDOWSRATIO20%_3Dview.U.png | WIDTH50_LENGTH60_HIGHT16_ORIENTATION0_WINDOWSRATIO20%.json
60 | 60 | 16 | 0 | 20% | 6952 | 1.2779 | 0.31948 | 45.4818 | 1.2527 | 46.7345 | WIDTH60_LENGTH60_HIGHT16_ORIENTATION0_WINDOWSRATIO20%_3Dview.U.png | WIDTH60_LENGTH60_HIGHT16_ORIENTATION0_WINDOWSRATIO20%.json
30 | 30 | 8 | 45 | 20% | 1496 | 1.8449 | 0.46123 | 45.0776 | 1.4965 | 46.5741 | WIDTH30_LENGTH30_HIGHT8_ORIENTATION45_WINDOWSRATIO20%_3Dview.U.png | WIDTH30_LENGTH30_HIGHT8_ORIENTATION45_WINDOWSRATIO20%.json
40 | 30 | 8 | 45 | 20% | 1716 | 1.8298 | 0.45746 | 45.2074 | 1.4375 | 46.6449 | WIDTH40_LENGTH30_HIGHT8_ORIENTATION45_WINDOWSRATIO20%_3Dview.U.png | WIDTH40_LENGTH30_HIGHT8_ORIENTATION45_WINDOWSRATIO20%.json
50 | 30 | 8 | 45 | 20% | 1936 | 1.8182 | 0.45455 | 45.2168 | 1.4281 | 46.6449 | WIDTH50_LENGTH30_HIGHT8_ORIENTATION45_WINDOWSRATIO20%_3Dview.U.png | WIDTH50_LENGTH30_HIGHT8_ORIENTATION45_WINDOWSRATIO20%.json
60 | 30 | 8 | 45 | 20% | 2156 | 1.8089 | 0.45223 | 45.1781 | 1.4393 | 46.6175 | WIDTH60_LENGTH30_HIGHT8_ORIENTATION45_WINDOWSRATIO20%_3Dview.U.png | WIDTH60_LENGTH30_HIGHT8_ORIENTATION45_WINDOWSRATIO20%.json
30 | 40 | 8 | 45 | 20% | 1936 | 1.8182 | 0.45455 | 44.9894 | 1.5172 | 46.5066 | WIDTH30_LENGTH40_HIGHT8_ORIENTATION45_WINDOWSRATIO20%_3Dview.U.png | WIDTH30_LENGTH40_HIGHT8_ORIENTATION45_WINDOWSRATIO20%.json
40 | 40 | 8 | 45 | 20% | 2156 | 1.8089 | 0.45223 | 45.167 | 1.4431 | 46.6101 | WIDTH40_LENGTH40_HIGHT8_ORIENTATION45_WINDOWSRATIO20%_3Dview.U.png | WIDTH40_LENGTH40_HIGHT8_ORIENTATION45_WINDOWSRATIO20%.json
50 | 40 | 8 | 45 | 20% | 2376 | 1.8013 | 0.45034 | 45.1892 | 1.4297 | 46.619 | WIDTH50_LENGTH40_HIGHT8_ORIENTATION45_WINDOWSRATIO20%_3Dview.U.png | WIDTH50_LENGTH40_HIGHT8_ORIENTATION45_WINDOWSRATIO20%.json
60 | 40 | 8 | 45 | 20% | 2596 | 1.7951 | 0.44877 | 45.1612 | 1.4376 | 46.5989 | WIDTH60_LENGTH40_HIGHT8_ORIENTATION45_WINDOWSRATIO20%_3Dview.U.png | WIDTH60_LENGTH40_HIGHT8_ORIENTATION45_WINDOWSRATIO20%.json
30 | 50 | 8 | 45 | 20% | 2376 | 1.8013 | 0.45034 | 44.932 | 1.5309 | 46.463 | WIDTH30_LENGTH50_HIGHT8_ORIENTATION45_WINDOWSRATIO20%_3Dview.U.png | WIDTH30_LENGTH50_HIGHT8_ORIENTATION45_WINDOWSRATIO20%.json
40 | 50 | 8 | 45 | 20% | 2596 | 1.7951 | 0.44877 | 45.14 | 1.4468 | 46.5868 | WIDTH40_LENGTH50_HIGHT8_ORIENTATION45_WINDOWSRATIO20%_3Dview.U.png | WIDTH40_LENGTH50_HIGHT8_ORIENTATION45_WINDOWSRATIO20%.json
50 | 50 | 8 | 45 | 20% | 2816 | 1.7898 | 0.44744 | 45.17 | 1.4313 | 46.6012 | WIDTH50_LENGTH50_HIGHT8_ORIENTATION45_WINDOWSRATIO20%_3Dview.U.png | WIDTH50_LENGTH50_HIGHT8_ORIENTATION45_WINDOWSRATIO20%.json
60 | 50 | 8 | 45 | 20% | 3036 | 1.7852 | 0.44631 | 45.1512 | 1.436 | 46.5872 | WIDTH60_LENGTH50_HIGHT8_ORIENTATION45_WINDOWSRATIO20%_3Dview.U.png | WIDTH60_LENGTH50_HIGHT8_ORIENTATION45_WINDOWSRATIO20%.json
30 | 60 | 8 | 45 | 20% | 2816 | 1.7898 | 0.44744 | 44.8379 | 1.5529 | 46.3907 | WIDTH30_LENGTH60_HIGHT8_ORIENTATION45_WINDOWSRATIO20%_3Dview.U.png | WIDTH30_LENGTH60_HIGHT8_ORIENTATION45_WINDOWSRATIO20%.json
40 | 60 | 8 | 45 | 20% | 3036 | 1.7852 | 0.44631 | 45.073 | 1.46 | 46.5331 | WIDTH40_LENGTH60_HIGHT8_ORIENTATION45_WINDOWSRATIO20%_3Dview.U.png | WIDTH40_LENGTH60_HIGHT8_ORIENTATION45_WINDOWSRATIO20%.json
50 | 60 | 8 | 45 | 20% | 3256 | 1.7813 | 0.44533 | 45.1147 | 1.4418 | 46.5564 | WIDTH50_LENGTH60_HIGHT8_ORIENTATION45_WINDOWSRATIO20%_3Dview.U.png | WIDTH50_LENGTH60_HIGHT8_ORIENTATION45_WINDOWSRATIO20%.json
60 | 60 | 8 | 45 | 20% | 3476 | 1.7779 | 0.44448 | 45.1059 | 1.4437 | 46.5496 | WIDTH60_LENGTH60_HIGHT8_ORIENTATION45_WINDOWSRATIO20%_3Dview.U.png | WIDTH60_LENGTH60_HIGHT8_ORIENTATION45_WINDOWSRATIO20%.json
30 | 30 | 12 | 45 | 20% | 2244 | 1.5116 | 0.3779 | 45.2141 | 1.3948 | 46.6089 | WIDTH30_LENGTH30_HIGHT12_ORIENTATION45_WINDOWSRATIO20%_3Dview.U.png | WIDTH30_LENGTH30_HIGHT12_ORIENTATION45_WINDOWSRATIO20%.json
40 | 30 | 12 | 45 | 20% | 2574 | 1.4965 | 0.37413 | 45.4014 | 1.3166 | 46.718 | WIDTH40_LENGTH30_HIGHT12_ORIENTATION45_WINDOWSRATIO20%_3Dview.U.png | WIDTH40_LENGTH30_HIGHT12_ORIENTATION45_WINDOWSRATIO20%.json
50 | 30 | 12 | 45 | 20% | 2904 | 1.4848 | 0.37121 | 45.4353 | 1.2951 | 46.7305 | WIDTH50_LENGTH30_HIGHT12_ORIENTATION45_WINDOWSRATIO20%_3Dview.U.png | WIDTH50_LENGTH30_HIGHT12_ORIENTATION45_WINDOWSRATIO20%.json
60 | 30 | 12 | 45 | 20% | 3234 | 1.4756 | 0.36889 | 45.4053 | 1.3027 | 46.7079 | WIDTH60_LENGTH30_HIGHT12_ORIENTATION45_WINDOWSRATIO20%_3Dview.U.png | WIDTH60_LENGTH30_HIGHT12_ORIENTATION45_WINDOWSRATIO20%.json
30 | 40 | 12 | 45 | 20% | 2904 | 1.4848 | 0.37121 | 45.1063 | 1.423 | 46.5293 | WIDTH30_LENGTH40_HIGHT12_ORIENTATION45_WINDOWSRATIO20%_3Dview.U.png | WIDTH30_LENGTH40_HIGHT12_ORIENTATION45_WINDOWSRATIO20%.json
40 | 40 | 12 | 45 | 20% | 3234 | 1.4756 | 0.36889 | 45.3541 | 1.325 | 46.6791 | WIDTH40_LENGTH40_HIGHT12_ORIENTATION45_WINDOWSRATIO20%_3Dview.U.png | WIDTH40_LENGTH40_HIGHT12_ORIENTATION45_WINDOWSRATIO20%.json
50 | 40 | 12 | 45 | 20% | 3564 | 1.468 | 0.367 | 45.4051 | 1.2989 | 46.704 | WIDTH50_LENGTH40_HIGHT12_ORIENTATION45_WINDOWSRATIO20%_3Dview.U.png | WIDTH50_LENGTH40_HIGHT12_ORIENTATION45_WINDOWSRATIO20%.json
60 | 40 | 12 | 45 | 20% | 3894 | 1.4617 | 0.36543 | 45.3873 | 1.3015 | 46.6887 | WIDTH60_LENGTH40_HIGHT12_ORIENTATION45_WINDOWSRATIO20%_3Dview.U.png | WIDTH60_LENGTH40_HIGHT12_ORIENTATION45_WINDOWSRATIO20%.json
30 | 50 | 12 | 45 | 20% | 3564 | 1.468 | 0.367 | 45.0365 | 1.4417 | 46.4782 | WIDTH30_LENGTH50_HIGHT12_ORIENTATION45_WINDOWSRATIO20%_3Dview.U.png | WIDTH30_LENGTH50_HIGHT12_ORIENTATION45_WINDOWSRATIO20%.json
40 | 50 | 12 | 45 | 20% | 3894 | 1.4617 | 0.36543 | 45.3237 | 1.3316 | 46.6553 | WIDTH40_LENGTH50_HIGHT12_ORIENTATION45_WINDOWSRATIO20%_3Dview.U.png | WIDTH40_LENGTH50_HIGHT12_ORIENTATION45_WINDOWSRATIO20%.json
50 | 50 | 12 | 45 | 20% | 4224 | 1.4564 | 0.36411 | 45.3854 | 1.3012 | 46.6866 | WIDTH50_LENGTH50_HIGHT12_ORIENTATION45_WINDOWSRATIO20%_3Dview.U.png | WIDTH50_LENGTH50_HIGHT12_ORIENTATION45_WINDOWSRATIO20%.json
60 | 50 | 12 | 45 | 20% | 4554 | 1.4519 | 0.36298 | 45.3773 | 1.3005 | 46.6778 | WIDTH60_LENGTH50_HIGHT12_ORIENTATION45_WINDOWSRATIO20%_3Dview.U.png | WIDTH60_LENGTH50_HIGHT12_ORIENTATION45_WINDOWSRATIO20%.json
30 | 60 | 12 | 45 | 20% | 4224 | 1.4564 | 0.36411 | 44.9341 | 1.4673 | 46.4014 | WIDTH30_LENGTH60_HIGHT12_ORIENTATION45_WINDOWSRATIO20%_3Dview.U.png | WIDTH30_LENGTH60_HIGHT12_ORIENTATION45_WINDOWSRATIO20%.json
40 | 60 | 12 | 45 | 20% | 4554 | 1.4519 | 0.36298 | 45.2538 | 1.3466 | 46.6004 | WIDTH40_LENGTH60_HIGHT12_ORIENTATION45_WINDOWSRATIO20%_3Dview.U.png | WIDTH40_LENGTH60_HIGHT12_ORIENTATION45_WINDOWSRATIO20%.json
50 | 60 | 12 | 45 | 20% | 4884 | 1.448 | 0.362 | 45.3294 | 1.3126 | 46.642 | WIDTH50_LENGTH60_HIGHT12_ORIENTATION45_WINDOWSRATIO20%_3Dview.U.png | WIDTH50_LENGTH60_HIGHT12_ORIENTATION45_WINDOWSRATIO20%.json
60 | 60 | 12 | 45 | 20% | 5214 | 1.4446 | 0.36114 | 45.33 | 1.3089 | 46.6389 | WIDTH60_LENGTH60_HIGHT12_ORIENTATION45_WINDOWSRATIO20%_3Dview.U.png | WIDTH60_LENGTH60_HIGHT12_ORIENTATION45_WINDOWSRATIO20%.json
30 | 30 | 16 | 45 | 20% | 2992 | 1.3449 | 0.33623 | 45.2459 | 1.3558 | 46.6017 | WIDTH30_LENGTH30_HIGHT16_ORIENTATION45_WINDOWSRATIO20%_3Dview.U.png | WIDTH30_LENGTH30_HIGHT16_ORIENTATION45_WINDOWSRATIO20%.json
40 | 30 | 16 | 45 | 20% | 3432 | 1.3298 | 0.33246 | 45.4512 | 1.2767 | 46.728 | WIDTH40_LENGTH30_HIGHT16_ORIENTATION45_WINDOWSRATIO20%_3Dview.U.png | WIDTH40_LENGTH30_HIGHT16_ORIENTATION45_WINDOWSRATIO20%.json
50 | 30 | 16 | 45 | 20% | 3872 | 1.3182 | 0.32955 | 45.509 | 1.2447 | 46.7537 | WIDTH50_LENGTH30_HIGHT16_ORIENTATION45_WINDOWSRATIO20%_3Dview.U.png | WIDTH50_LENGTH30_HIGHT16_ORIENTATION45_WINDOWSRATIO20%.json
60 | 30 | 16 | 45 | 20% | 4312 | 1.3089 | 0.32723 | 45.4913 | 1.2451 | 46.7364 | WIDTH60_LENGTH30_HIGHT16_ORIENTATION45_WINDOWSRATIO20%_3Dview.U.png | WIDTH60_LENGTH30_HIGHT16_ORIENTATION45_WINDOWSRATIO20%.json
30 | 40 | 16 | 45 | 20% | 3872 | 1.3182 | 0.32955 | 45.1232 | 1.3884 | 46.5116 | WIDTH30_LENGTH40_HIGHT16_ORIENTATION45_WINDOWSRATIO20%_3Dview.U.png | WIDTH30_LENGTH40_HIGHT16_ORIENTATION45_WINDOWSRATIO20%.json
40 | 40 | 16 | 45 | 20% | 4312 | 1.3089 | 0.32723 | 45.3954 | 1.2877 | 46.6831 | WIDTH40_LENGTH40_HIGHT16_ORIENTATION45_WINDOWSRATIO20%_3Dview.U.png | WIDTH40_LENGTH40_HIGHT16_ORIENTATION45_WINDOWSRATIO20%.json
50 | 40 | 16 | 45 | 20% | 4752 | 1.3013 | 0.32534 | 45.4768 | 1.2483 | 46.725 | WIDTH50_LENGTH40_HIGHT16_ORIENTATION45_WINDOWSRATIO20%_3Dview.U.png | WIDTH50_LENGTH40_HIGHT16_ORIENTATION45_WINDOWSRATIO20%.json
60 | 40 | 16 | 45 | 20% | 5192 | 1.2951 | 0.32377 | 45.4723 | 1.245 | 46.7173 | WIDTH60_LENGTH40_HIGHT16_ORIENTATION45_WINDOWSRATIO20%_3Dview.U.png | WIDTH60_LENGTH40_HIGHT16_ORIENTATION45_WINDOWSRATIO20%.json
30 | 50 | 16 | 45 | 20% | 4752 | 1.3013 | 0.32534 | 45.0432 | 1.4106 | 46.4538 | WIDTH30_LENGTH50_HIGHT16_ORIENTATION45_WINDOWSRATIO20%_3Dview.U.png | WIDTH30_LENGTH50_HIGHT16_ORIENTATION45_WINDOWSRATIO20%.json
40 | 50 | 16 | 45 | 20% | 5192 | 1.2951 | 0.32377 | 45.3594 | 1.2961 | 46.6555 | WIDTH40_LENGTH50_HIGHT16_ORIENTATION45_WINDOWSRATIO20%_3Dview.U.png | WIDTH40_LENGTH50_HIGHT16_ORIENTATION45_WINDOWSRATIO20%.json
50 | 50 | 16 | 45 | 20% | 5632 | 1.2898 | 0.32244 | 45.4552 | 1.2519 | 46.7071 | WIDTH50_LENGTH50_HIGHT16_ORIENTATION45_WINDOWSRATIO20%_3Dview.U.png | WIDTH50_LENGTH50_HIGHT16_ORIENTATION45_WINDOWSRATIO20%.json
60 | 50 | 16 | 45 | 20% | 6072 | 1.2852 | 0.32131 | 45.462 | 1.2443 | 46.7063 | WIDTH60_LENGTH50_HIGHT16_ORIENTATION45_WINDOWSRATIO20%_3Dview.U.png | WIDTH60_LENGTH50_HIGHT16_ORIENTATION45_WINDOWSRATIO20%.json
30 | 60 | 16 | 45 | 20% | 5632 | 1.2898 | 0.32244 | 44.9281 | 1.4379 | 46.366 | WIDTH30_LENGTH60_HIGHT16_ORIENTATION45_WINDOWSRATIO20%_3Dview.U.png | WIDTH30_LENGTH60_HIGHT16_ORIENTATION45_WINDOWSRATIO20%.json
40 | 60 | 16 | 45 | 20% | 6072 | 1.2852 | 0.32131 | 45.2842 | 1.3132 | 46.5974 | WIDTH40_LENGTH60_HIGHT16_ORIENTATION45_WINDOWSRATIO20%_3Dview.U.png | WIDTH40_LENGTH60_HIGHT16_ORIENTATION45_WINDOWSRATIO20%.json
50 | 60 | 16 | 45 | 20% | 6512 | 1.2813 | 0.32033 | 45.3969 | 1.2645 | 46.6615 | WIDTH50_LENGTH60_HIGHT16_ORIENTATION45_WINDOWSRATIO20%_3Dview.U.png | WIDTH50_LENGTH60_HIGHT16_ORIENTATION45_WINDOWSRATIO20%.json
60 | 60 | 16 | 45 | 20% | 6952 | 1.2779 | 0.31948 | 45.4139 | 1.2534 | 46.6673 | WIDTH60_LENGTH60_HIGHT16_ORIENTATION45_WINDOWSRATIO20%_3Dview.U.png | WIDTH60_LENGTH60_HIGHT16_ORIENTATION45_WINDOWSRATIO20%.json
30 | 30 | 8 | 90 | 20% | 1496 | 1.8449 | 0.46123 | 45.3351 | 1.3501 | 46.6852 | WIDTH30_LENGTH30_HIGHT8_ORIENTATION90_WINDOWSRATIO20%_3Dview.U.png | WIDTH30_LENGTH30_HIGHT8_ORIENTATION90_WINDOWSRATIO20%.json
40 | 30 | 8 | 90 | 20% | 1716 | 1.8298 | 0.45746 | 45.3767 | 1.3412 | 46.7179 | WIDTH40_LENGTH30_HIGHT8_ORIENTATION90_WINDOWSRATIO20%_3Dview.U.png | WIDTH40_LENGTH30_HIGHT8_ORIENTATION90_WINDOWSRATIO20%.json
50 | 30 | 8 | 90 | 20% | 1936 | 1.8182 | 0.45455 | 45.3557 | 1.3576 | 46.7134 | WIDTH50_LENGTH30_HIGHT8_ORIENTATION90_WINDOWSRATIO20%_3Dview.U.png | WIDTH50_LENGTH30_HIGHT8_ORIENTATION90_WINDOWSRATIO20%.json
60 | 30 | 8 | 90 | 20% | 2156 | 1.8089 | 0.45223 | 45.3277 | 1.3761 | 46.7038 | WIDTH60_LENGTH30_HIGHT8_ORIENTATION90_WINDOWSRATIO20%_3Dview.U.png | WIDTH60_LENGTH30_HIGHT8_ORIENTATION90_WINDOWSRATIO20%.json
30 | 40 | 8 | 90 | 20% | 1936 | 1.8182 | 0.45455 | 45.2851 | 1.3372 | 46.6223 | WIDTH30_LENGTH40_HIGHT8_ORIENTATION90_WINDOWSRATIO20%_3Dview.U.png | WIDTH30_LENGTH40_HIGHT8_ORIENTATION90_WINDOWSRATIO20%.json
40 | 40 | 8 | 90 | 20% | 2156 | 1.8089 | 0.45223 | 45.365 | 1.3089 | 46.6739 | WIDTH40_LENGTH40_HIGHT8_ORIENTATION90_WINDOWSRATIO20%_3Dview.U.png | WIDTH40_LENGTH40_HIGHT8_ORIENTATION90_WINDOWSRATIO20%.json
50 | 40 | 8 | 90 | 20% | 2376 | 1.8013 | 0.45034 | 45.3575 | 1.3241 | 46.6816 | WIDTH50_LENGTH40_HIGHT8_ORIENTATION90_WINDOWSRATIO20%_3Dview.U.png | WIDTH50_LENGTH40_HIGHT8_ORIENTATION90_WINDOWSRATIO20%.json
60 | 40 | 8 | 90 | 20% | 2596 | 1.7951 | 0.44877 | 45.336 | 1.3415 | 46.6775 | WIDTH60_LENGTH40_HIGHT8_ORIENTATION90_WINDOWSRATIO20%_3Dview.U.png | WIDTH60_LENGTH40_HIGHT8_ORIENTATION90_WINDOWSRATIO20%.json
30 | 50 | 8 | 90 | 20% | 2376 | 1.8013 | 0.45034 | 45.2478 | 1.3292 | 46.577 | WIDTH30_LENGTH50_HIGHT8_ORIENTATION90_WINDOWSRATIO20%_3Dview.U.png | WIDTH30_LENGTH50_HIGHT8_ORIENTATION90_WINDOWSRATIO20%.json
40 | 50 | 8 | 90 | 20% | 2596 | 1.7951 | 0.44877 | 45.3556 | 1.2868 | 46.6424 | WIDTH40_LENGTH50_HIGHT8_ORIENTATION90_WINDOWSRATIO20%_3Dview.U.png | WIDTH40_LENGTH50_HIGHT8_ORIENTATION90_WINDOWSRATIO20%.json
50 | 50 | 8 | 90 | 20% | 2816 | 1.7898 | 0.44744 | 45.3535 | 1.2996 | 46.6531 | WIDTH50_LENGTH50_HIGHT8_ORIENTATION90_WINDOWSRATIO20%_3Dview.U.png | WIDTH50_LENGTH50_HIGHT8_ORIENTATION90_WINDOWSRATIO20%.json
60 | 50 | 8 | 90 | 20% | 3036 | 1.7852 | 0.44631 | 45.3436 | 1.3161 | 46.6596 | WIDTH60_LENGTH50_HIGHT8_ORIENTATION90_WINDOWSRATIO20%_3Dview.U.png | WIDTH60_LENGTH50_HIGHT8_ORIENTATION90_WINDOWSRATIO20%.json
30 | 60 | 8 | 90 | 20% | 2816 | 1.7898 | 0.44744 | 45.1704 | 1.337 | 46.5074 | WIDTH30_LENGTH60_HIGHT8_ORIENTATION90_WINDOWSRATIO20%_3Dview.U.png | WIDTH30_LENGTH60_HIGHT8_ORIENTATION90_WINDOWSRATIO20%.json
40 | 60 | 8 | 90 | 20% | 3036 | 1.7852 | 0.44631 | 45.2976 | 1.2826 | 46.5802 | WIDTH40_LENGTH60_HIGHT8_ORIENTATION90_WINDOWSRATIO20%_3Dview.U.png | WIDTH40_LENGTH60_HIGHT8_ORIENTATION90_WINDOWSRATIO20%.json
50 | 60 | 8 | 90 | 20% | 3256 | 1.7813 | 0.44533 | 45.306 | 1.2926 | 46.5985 | WIDTH50_LENGTH60_HIGHT8_ORIENTATION90_WINDOWSRATIO20%_3Dview.U.png | WIDTH50_LENGTH60_HIGHT8_ORIENTATION90_WINDOWSRATIO20%.json
60 | 60 | 8 | 90 | 20% | 3476 | 1.7779 | 0.44448 | 45.3024 | 1.3066 | 46.6091 | WIDTH60_LENGTH60_HIGHT8_ORIENTATION90_WINDOWSRATIO20%_3Dview.U.png | WIDTH60_LENGTH60_HIGHT8_ORIENTATION90_WINDOWSRATIO20%.json
30 | 30 | 12 | 90 | 20% | 2244 | 1.5116 | 0.3779 | 45.4469 | 1.2773 | 46.7242 | WIDTH30_LENGTH30_HIGHT12_ORIENTATION90_WINDOWSRATIO20%_3Dview.U.png | WIDTH30_LENGTH30_HIGHT12_ORIENTATION90_WINDOWSRATIO20%.json
40 | 30 | 12 | 90 | 20% | 2574 | 1.4965 | 0.37413 | 45.5842 | 1.215 | 46.7993 | WIDTH40_LENGTH30_HIGHT12_ORIENTATION90_WINDOWSRATIO20%_3Dview.U.png | WIDTH40_LENGTH30_HIGHT12_ORIENTATION90_WINDOWSRATIO20%.json
50 | 30 | 12 | 90 | 20% | 2904 | 1.4848 | 0.37121 | 45.5721 | 1.23 | 46.8021 | WIDTH50_LENGTH30_HIGHT12_ORIENTATION90_WINDOWSRATIO20%_3Dview.U.png | WIDTH50_LENGTH30_HIGHT12_ORIENTATION90_WINDOWSRATIO20%.json
60 | 30 | 12 | 90 | 20% | 3234 | 1.4756 | 0.36889 | 45.5485 | 1.2463 | 46.7948 | WIDTH60_LENGTH30_HIGHT12_ORIENTATION90_WINDOWSRATIO20%_3Dview.U.png | WIDTH60_LENGTH30_HIGHT12_ORIENTATION90_WINDOWSRATIO20%.json
30 | 40 | 12 | 90 | 20% | 2904 | 1.4848 | 0.37121 | 45.3724 | 1.282 | 46.6544 | WIDTH30_LENGTH40_HIGHT12_ORIENTATION90_WINDOWSRATIO20%_3Dview.U.png | WIDTH30_LENGTH40_HIGHT12_ORIENTATION90_WINDOWSRATIO20%.json
40 | 40 | 12 | 90 | 20% | 3234 | 1.4756 | 0.36889 | 45.5869 | 1.1807 | 46.7675 | WIDTH40_LENGTH40_HIGHT12_ORIENTATION90_WINDOWSRATIO20%_3Dview.U.png | WIDTH40_LENGTH40_HIGHT12_ORIENTATION90_WINDOWSRATIO20%.json
50 | 40 | 12 | 90 | 20% | 3564 | 1.468 | 0.367 | 45.5809 | 1.1939 | 46.7748 | WIDTH50_LENGTH40_HIGHT12_ORIENTATION90_WINDOWSRATIO20%_3Dview.U.png | WIDTH50_LENGTH40_HIGHT12_ORIENTATION90_WINDOWSRATIO20%.json
60 | 40 | 12 | 90 | 20% | 3894 | 1.4617 | 0.36543 | 45.5638 | 1.2103 | 46.7741 | WIDTH60_LENGTH40_HIGHT12_ORIENTATION90_WINDOWSRATIO20%_3Dview.U.png | WIDTH60_LENGTH40_HIGHT12_ORIENTATION90_WINDOWSRATIO20%.json
30 | 50 | 12 | 90 | 20% | 3564 | 1.468 | 0.367 | 45.3208 | 1.2837 | 46.6045 | WIDTH30_LENGTH50_HIGHT12_ORIENTATION90_WINDOWSRATIO20%_3Dview.U.png | WIDTH30_LENGTH50_HIGHT12_ORIENTATION90_WINDOWSRATIO20%.json
40 | 50 | 12 | 90 | 20% | 3894 | 1.4617 | 0.36543 | 45.5876 | 1.1567 | 46.7443 | WIDTH40_LENGTH50_HIGHT12_ORIENTATION90_WINDOWSRATIO20%_3Dview.U.png | WIDTH40_LENGTH50_HIGHT12_ORIENTATION90_WINDOWSRATIO20%.json
50 | 50 | 12 | 90 | 20% | 4224 | 1.4564 | 0.36411 | 45.5878 | 1.1675 | 46.7553 | WIDTH50_LENGTH50_HIGHT12_ORIENTATION90_WINDOWSRATIO20%_3Dview.U.png | WIDTH50_LENGTH50_HIGHT12_ORIENTATION90_WINDOWSRATIO20%.json
60 | 50 | 12 | 90 | 20% | 4554 | 1.4519 | 0.36298 | 45.5741 | 1.1824 | 46.7565 | WIDTH60_LENGTH50_HIGHT12_ORIENTATION90_WINDOWSRATIO20%_3Dview.U.png | WIDTH60_LENGTH50_HIGHT12_ORIENTATION90_WINDOWSRATIO20%.json
30 | 60 | 12 | 90 | 20% | 4224 | 1.4564 | 0.36411 | 45.2267 | 1.3001 | 46.5269 | WIDTH30_LENGTH60_HIGHT12_ORIENTATION90_WINDOWSRATIO20%_3Dview.U.png | WIDTH30_LENGTH60_HIGHT12_ORIENTATION90_WINDOWSRATIO20%.json
40 | 60 | 12 | 90 | 20% | 4554 | 1.4519 | 0.36298 | 45.5398 | 1.1511 | 46.691 | WIDTH40_LENGTH60_HIGHT12_ORIENTATION90_WINDOWSRATIO20%_3Dview.U.png | WIDTH40_LENGTH60_HIGHT12_ORIENTATION90_WINDOWSRATIO20%.json
50 | 60 | 12 | 90 | 20% | 4884 | 1.448 | 0.362 | 45.5489 | 1.1585 | 46.7074 | WIDTH50_LENGTH60_HIGHT12_ORIENTATION90_WINDOWSRATIO20%_3Dview.U.png | WIDTH50_LENGTH60_HIGHT12_ORIENTATION90_WINDOWSRATIO20%.json
60 | 60 | 12 | 90 | 20% | 5214 | 1.4446 | 0.36114 | 45.5409 | 1.1714 | 46.7124 | WIDTH60_LENGTH60_HIGHT12_ORIENTATION90_WINDOWSRATIO20%_3Dview.U.png | WIDTH60_LENGTH60_HIGHT12_ORIENTATION90_WINDOWSRATIO20%.json
30 | 30 | 16 | 90 | 20% | 2992 | 1.3449 | 0.33623 | 45.4667 | 1.2483 | 46.715 | WIDTH30_LENGTH30_HIGHT16_ORIENTATION90_WINDOWSRATIO20%_3Dview.U.png | WIDTH30_LENGTH30_HIGHT16_ORIENTATION90_WINDOWSRATIO20%.json
40 | 30 | 16 | 90 | 20% | 3432 | 1.3298 | 0.33246 | 45.6531 | 1.1702 | 46.8233 | WIDTH40_LENGTH30_HIGHT16_ORIENTATION90_WINDOWSRATIO20%_3Dview.U.png | WIDTH40_LENGTH30_HIGHT16_ORIENTATION90_WINDOWSRATIO20%.json
50 | 30 | 16 | 90 | 20% | 3872 | 1.3182 | 0.32955 | 45.6462 | 1.1797 | 46.8259 | WIDTH50_LENGTH30_HIGHT16_ORIENTATION90_WINDOWSRATIO20%_3Dview.U.png | WIDTH50_LENGTH30_HIGHT16_ORIENTATION90_WINDOWSRATIO20%.json
60 | 30 | 16 | 90 | 20% | 4312 | 1.3089 | 0.32723 | 45.6261 | 1.1938 | 46.8199 | WIDTH60_LENGTH30_HIGHT16_ORIENTATION90_WINDOWSRATIO20%_3Dview.U.png | WIDTH60_LENGTH30_HIGHT16_ORIENTATION90_WINDOWSRATIO20%.json
30 | 40 | 16 | 90 | 20% | 3872 | 1.3182 | 0.32955 | 45.3713 | 1.261 | 46.6324 | WIDTH30_LENGTH40_HIGHT16_ORIENTATION90_WINDOWSRATIO20%_3Dview.U.png | WIDTH30_LENGTH40_HIGHT16_ORIENTATION90_WINDOWSRATIO20%.json
40 | 40 | 16 | 90 | 20% | 4312 | 1.3089 | 0.32723 | 45.6521 | 1.1392 | 46.7913 | WIDTH40_LENGTH40_HIGHT16_ORIENTATION90_WINDOWSRATIO20%_3Dview.U.png | WIDTH40_LENGTH40_HIGHT16_ORIENTATION90_WINDOWSRATIO20%.json
50 | 40 | 16 | 90 | 20% | 4752 | 1.3013 | 0.32534 | 45.6584 | 1.1437 | 46.8021 | WIDTH50_LENGTH40_HIGHT16_ORIENTATION90_WINDOWSRATIO20%_3Dview.U.png | WIDTH50_LENGTH40_HIGHT16_ORIENTATION90_WINDOWSRATIO20%.json
60 | 40 | 16 | 90 | 20% | 5192 | 1.2951 | 0.32377 | 45.6433 | 1.1594 | 46.8027 | WIDTH60_LENGTH40_HIGHT16_ORIENTATION90_WINDOWSRATIO20%_3Dview.U.png | WIDTH60_LENGTH40_HIGHT16_ORIENTATION90_WINDOWSRATIO20%.json
30 | 50 | 16 | 90 | 20% | 4752 | 1.3013 | 0.32534 | 45.3075 | 1.2695 | 46.5771 | WIDTH30_LENGTH50_HIGHT16_ORIENTATION90_WINDOWSRATIO20%_3Dview.U.png | WIDTH30_LENGTH50_HIGHT16_ORIENTATION90_WINDOWSRATIO20%.json
40 | 50 | 16 | 90 | 20% | 5192 | 1.2951 | 0.32377 | 45.6514 | 1.1164 | 46.7678 | WIDTH40_LENGTH50_HIGHT16_ORIENTATION90_WINDOWSRATIO20%_3Dview.U.png | WIDTH40_LENGTH50_HIGHT16_ORIENTATION90_WINDOWSRATIO20%.json
50 | 50 | 16 | 90 | 20% | 5632 | 1.2898 | 0.32244 | 45.6702 | 1.1154 | 46.7855 | WIDTH50_LENGTH50_HIGHT16_ORIENTATION90_WINDOWSRATIO20%_3Dview.U.png | WIDTH50_LENGTH50_HIGHT16_ORIENTATION90_WINDOWSRATIO20%.json
60 | 50 | 16 | 90 | 20% | 6072 | 1.2852 | 0.32131 | 45.6579 | 1.1303 | 46.7882 | WIDTH60_LENGTH50_HIGHT16_ORIENTATION90_WINDOWSRATIO20%_3Dview.U.png | WIDTH60_LENGTH50_HIGHT16_ORIENTATION90_WINDOWSRATIO20%.json
30 | 60 | 16 | 90 | 20% | 5632 | 1.2898 | 0.32244 | 45.2026 | 1.2913 | 46.4939 | WIDTH30_LENGTH60_HIGHT16_ORIENTATION90_WINDOWSRATIO20%_3Dview.U.png | WIDTH30_LENGTH60_HIGHT16_ORIENTATION90_WINDOWSRATIO20%.json
40 | 60 | 16 | 90 | 20% | 6072 | 1.2852 | 0.32131 | 45.6042 | 1.1134 | 46.7176 | WIDTH40_LENGTH60_HIGHT16_ORIENTATION90_WINDOWSRATIO20%_3Dview.U.png | WIDTH40_LENGTH60_HIGHT16_ORIENTATION90_WINDOWSRATIO20%.json
50 | 60 | 16 | 90 | 20% | 6512 | 1.2813 | 0.32033 | 45.6348 | 1.1047 | 46.7396 | WIDTH50_LENGTH60_HIGHT16_ORIENTATION90_WINDOWSRATIO20%_3Dview.U.png | WIDTH50_LENGTH60_HIGHT16_ORIENTATION90_WINDOWSRATIO20%.json
60 | 60 | 16 | 90 | 20% | 6952 | 1.2779 | 0.31948 | 45.6298 | 1.1176 | 46.7474 | WIDTH60_LENGTH60_HIGHT16_ORIENTATION90_WINDOWSRATIO20%_3Dview.U.png | WIDTH60_LENGTH60_HIGHT16_ORIENTATION90_WINDOWSRATIO20%.json
30 | 30 | 8 | 135 | 20% | 1496 | 1.8449 | 0.46123 | 45.0874 | 1.5022 | 46.5896 | WIDTH30_LENGTH30_HIGHT8_ORIENTATION135_WINDOWSRATIO20%_3Dview.U.png | WIDTH30_LENGTH30_HIGHT8_ORIENTATION135_WINDOWSRATIO20%.json
40 | 30 | 8 | 135 | 20% | 1716 | 1.8298 | 0.45746 | 45.2082 | 1.4418 | 46.65 | WIDTH40_LENGTH30_HIGHT8_ORIENTATION135_WINDOWSRATIO20%_3Dview.U.png | WIDTH40_LENGTH30_HIGHT8_ORIENTATION135_WINDOWSRATIO20%.json
50 | 30 | 8 | 135 | 20% | 1936 | 1.8182 | 0.45455 | 45.1796 | 1.4388 | 46.6183 | WIDTH50_LENGTH30_HIGHT8_ORIENTATION135_WINDOWSRATIO20%_3Dview.U.png | WIDTH50_LENGTH30_HIGHT8_ORIENTATION135_WINDOWSRATIO20%.json
60 | 30 | 8 | 135 | 20% | 2156 | 1.8089 | 0.45223 | 45.2048 | 1.4262 | 46.6309 | WIDTH60_LENGTH30_HIGHT8_ORIENTATION135_WINDOWSRATIO20%_3Dview.U.png | WIDTH60_LENGTH30_HIGHT8_ORIENTATION135_WINDOWSRATIO20%.json
30 | 40 | 8 | 135 | 20% | 1936 | 1.8182 | 0.45455 | 45.0099 | 1.5266 | 46.5365 | WIDTH30_LENGTH40_HIGHT8_ORIENTATION135_WINDOWSRATIO20%_3Dview.U.png | WIDTH30_LENGTH40_HIGHT8_ORIENTATION135_WINDOWSRATIO20%.json
40 | 40 | 8 | 135 | 20% | 2156 | 1.8089 | 0.45223 | 45.177 | 1.4518 | 46.6288 | WIDTH40_LENGTH40_HIGHT8_ORIENTATION135_WINDOWSRATIO20%_3Dview.U.png | WIDTH40_LENGTH40_HIGHT8_ORIENTATION135_WINDOWSRATIO20%.json
50 | 40 | 8 | 135 | 20% | 2376 | 1.8013 | 0.45034 | 45.1676 | 1.4439 | 46.6115 | WIDTH50_LENGTH40_HIGHT8_ORIENTATION135_WINDOWSRATIO20%_3Dview.U.png | WIDTH50_LENGTH40_HIGHT8_ORIENTATION135_WINDOWSRATIO20%.json
60 | 40 | 8 | 135 | 20% | 2596 | 1.7951 | 0.44877 | 45.1918 | 1.4316 | 46.6233 | WIDTH60_LENGTH40_HIGHT8_ORIENTATION135_WINDOWSRATIO20%_3Dview.U.png | WIDTH60_LENGTH40_HIGHT8_ORIENTATION135_WINDOWSRATIO20%.json
30 | 50 | 8 | 135 | 20% | 2376 | 1.8013 | 0.45034 | 44.9595 | 1.5407 | 46.5002 | WIDTH30_LENGTH50_HIGHT8_ORIENTATION135_WINDOWSRATIO20%_3Dview.U.png | WIDTH30_LENGTH50_HIGHT8_ORIENTATION135_WINDOWSRATIO20%.json
40 | 50 | 8 | 135 | 20% | 2596 | 1.7951 | 0.44877 | 45.1564 | 1.458 | 46.6144 | WIDTH40_LENGTH50_HIGHT8_ORIENTATION135_WINDOWSRATIO20%_3Dview.U.png | WIDTH40_LENGTH50_HIGHT8_ORIENTATION135_WINDOWSRATIO20%.json
50 | 50 | 8 | 135 | 20% | 2816 | 1.7898 | 0.44744 | 45.1602 | 1.4472 | 46.6073 | WIDTH50_LENGTH50_HIGHT8_ORIENTATION135_WINDOWSRATIO20%_3Dview.U.png | WIDTH50_LENGTH50_HIGHT8_ORIENTATION135_WINDOWSRATIO20%.json
60 | 50 | 8 | 135 | 20% | 3036 | 1.7852 | 0.44631 | 45.1857 | 1.4348 | 46.6205 | WIDTH60_LENGTH50_HIGHT8_ORIENTATION135_WINDOWSRATIO20%_3Dview.U.png | WIDTH60_LENGTH50_HIGHT8_ORIENTATION135_WINDOWSRATIO20%.json
30 | 60 | 8 | 135 | 20% | 2816 | 1.7898 | 0.44744 | 44.8661 | 1.5651 | 46.4312 | WIDTH30_LENGTH60_HIGHT8_ORIENTATION135_WINDOWSRATIO20%_3Dview.U.png | WIDTH30_LENGTH60_HIGHT8_ORIENTATION135_WINDOWSRATIO20%.json
40 | 60 | 8 | 135 | 20% | 3036 | 1.7852 | 0.44631 | 45.093 | 1.4736 | 46.5666 | WIDTH40_LENGTH60_HIGHT8_ORIENTATION135_WINDOWSRATIO20%_3Dview.U.png | WIDTH40_LENGTH60_HIGHT8_ORIENTATION135_WINDOWSRATIO20%.json
50 | 60 | 8 | 135 | 20% | 3256 | 1.7813 | 0.44533 | 45.1097 | 1.4599 | 46.5697 | WIDTH50_LENGTH60_HIGHT8_ORIENTATION135_WINDOWSRATIO20%_3Dview.U.png | WIDTH50_LENGTH60_HIGHT8_ORIENTATION135_WINDOWSRATIO20%.json
60 | 60 | 8 | 135 | 20% | 3476 | 1.7779 | 0.44448 | 45.1396 | 1.4465 | 46.5861 | WIDTH60_LENGTH60_HIGHT8_ORIENTATION135_WINDOWSRATIO20%_3Dview.U.png | WIDTH60_LENGTH60_HIGHT8_ORIENTATION135_WINDOWSRATIO20%.json
30 | 30 | 12 | 135 | 20% | 2244 | 1.5116 | 0.3779 | 45.2166 | 1.3997 | 46.6163 | WIDTH30_LENGTH30_HIGHT12_ORIENTATION135_WINDOWSRATIO20%_3Dview.U.png | WIDTH30_LENGTH30_HIGHT12_ORIENTATION135_WINDOWSRATIO20%.json
40 | 30 | 12 | 135 | 20% | 2574 | 1.4965 | 0.37413 | 45.398 | 1.3205 | 46.7185 | WIDTH40_LENGTH30_HIGHT12_ORIENTATION135_WINDOWSRATIO20%_3Dview.U.png | WIDTH40_LENGTH30_HIGHT12_ORIENTATION135_WINDOWSRATIO20%.json
50 | 30 | 12 | 135 | 20% | 2904 | 1.4848 | 0.37121 | 45.3986 | 1.3048 | 46.7034 | WIDTH50_LENGTH30_HIGHT12_ORIENTATION135_WINDOWSRATIO20%_3Dview.U.png | WIDTH50_LENGTH30_HIGHT12_ORIENTATION135_WINDOWSRATIO20%.json
60 | 30 | 12 | 135 | 20% | 3234 | 1.4756 | 0.36889 | 45.4312 | 1.2902 | 46.7213 | WIDTH60_LENGTH30_HIGHT12_ORIENTATION135_WINDOWSRATIO20%_3Dview.U.png | WIDTH60_LENGTH30_HIGHT12_ORIENTATION135_WINDOWSRATIO20%.json
30 | 40 | 12 | 135 | 20% | 2904 | 1.4848 | 0.37121 | 45.1185 | 1.4306 | 46.5491 | WIDTH30_LENGTH40_HIGHT12_ORIENTATION135_WINDOWSRATIO20%_3Dview.U.png | WIDTH30_LENGTH40_HIGHT12_ORIENTATION135_WINDOWSRATIO20%.json
40 | 40 | 12 | 135 | 20% | 3234 | 1.4756 | 0.36889 | 45.3591 | 1.3344 | 46.6935 | WIDTH40_LENGTH40_HIGHT12_ORIENTATION135_WINDOWSRATIO20%_3Dview.U.png | WIDTH40_LENGTH40_HIGHT12_ORIENTATION135_WINDOWSRATIO20%.json
50 | 40 | 12 | 135 | 20% | 3564 | 1.468 | 0.367 | 45.3814 | 1.3126 | 46.694 | WIDTH50_LENGTH40_HIGHT12_ORIENTATION135_WINDOWSRATIO20%_3Dview.U.png | WIDTH50_LENGTH40_HIGHT12_ORIENTATION135_WINDOWSRATIO20%.json
60 | 40 | 12 | 135 | 20% | 3894 | 1.4617 | 0.36543 | 45.4147 | 1.2962 | 46.7109 | WIDTH60_LENGTH40_HIGHT12_ORIENTATION135_WINDOWSRATIO20%_3Dview.U.png | WIDTH60_LENGTH40_HIGHT12_ORIENTATION135_WINDOWSRATIO20%.json
30 | 50 | 12 | 135 | 20% | 3564 | 1.468 | 0.367 | 45.0543 | 1.4507 | 46.505 | WIDTH30_LENGTH50_HIGHT12_ORIENTATION135_WINDOWSRATIO20%_3Dview.U.png | WIDTH30_LENGTH50_HIGHT12_ORIENTATION135_WINDOWSRATIO20%.json
40 | 50 | 12 | 135 | 20% | 3894 | 1.4617 | 0.36543 | 45.3347 | 1.3415 | 46.6762 | WIDTH40_LENGTH50_HIGHT12_ORIENTATION135_WINDOWSRATIO20%_3Dview.U.png | WIDTH40_LENGTH50_HIGHT12_ORIENTATION135_WINDOWSRATIO20%.json
50 | 50 | 12 | 135 | 20% | 4224 | 1.4564 | 0.36411 | 45.372 | 1.3167 | 46.6887 | WIDTH50_LENGTH50_HIGHT12_ORIENTATION135_WINDOWSRATIO20%_3Dview.U.png | WIDTH50_LENGTH50_HIGHT12_ORIENTATION135_WINDOWSRATIO20%.json
60 | 50 | 12 | 135 | 20% | 4554 | 1.4519 | 0.36298 | 45.4066 | 1.2999 | 46.7065 | WIDTH60_LENGTH50_HIGHT12_ORIENTATION135_WINDOWSRATIO20%_3Dview.U.png | WIDTH60_LENGTH50_HIGHT12_ORIENTATION135_WINDOWSRATIO20%.json
30 | 60 | 12 | 135 | 20% | 4224 | 1.4564 | 0.36411 | 44.9533 | 1.4774 | 46.4306 | WIDTH30_LENGTH60_HIGHT12_ORIENTATION135_WINDOWSRATIO20%_3Dview.U.png | WIDTH30_LENGTH60_HIGHT12_ORIENTATION135_WINDOWSRATIO20%.json
40 | 60 | 12 | 135 | 20% | 4554 | 1.4519 | 0.36298 | 45.2673 | 1.359 | 46.6262 | WIDTH40_LENGTH60_HIGHT12_ORIENTATION135_WINDOWSRATIO20%_3Dview.U.png | WIDTH40_LENGTH60_HIGHT12_ORIENTATION135_WINDOWSRATIO20%.json
50 | 60 | 12 | 135 | 20% | 4884 | 1.448 | 0.362 | 45.3193 | 1.33 | 46.6493 | WIDTH50_LENGTH60_HIGHT12_ORIENTATION135_WINDOWSRATIO20%_3Dview.U.png | WIDTH50_LENGTH60_HIGHT12_ORIENTATION135_WINDOWSRATIO20%.json
60 | 60 | 12 | 135 | 20% | 5214 | 1.4446 | 0.36114 | 45.3596 | 1.3123 | 46.6718 | WIDTH60_LENGTH60_HIGHT12_ORIENTATION135_WINDOWSRATIO20%_3Dview.U.png | WIDTH60_LENGTH60_HIGHT12_ORIENTATION135_WINDOWSRATIO20%.json
30 | 30 | 16 | 135 | 20% | 2992 | 1.3449 | 0.33623 | 45.2433 | 1.3613 | 46.6045 | WIDTH30_LENGTH30_HIGHT16_ORIENTATION135_WINDOWSRATIO20%_3Dview.U.png | WIDTH30_LENGTH30_HIGHT16_ORIENTATION135_WINDOWSRATIO20%.json
40 | 30 | 16 | 135 | 20% | 3432 | 1.3298 | 0.33246 | 45.4462 | 1.2796 | 46.7258 | WIDTH40_LENGTH30_HIGHT16_ORIENTATION135_WINDOWSRATIO20%_3Dview.U.png | WIDTH40_LENGTH30_HIGHT16_ORIENTATION135_WINDOWSRATIO20%.json
50 | 30 | 16 | 135 | 20% | 3872 | 1.3182 | 0.32955 | 45.473 | 1.2534 | 46.7264 | WIDTH50_LENGTH30_HIGHT16_ORIENTATION135_WINDOWSRATIO20%_3Dview.U.png | WIDTH50_LENGTH30_HIGHT16_ORIENTATION135_WINDOWSRATIO20%.json
60 | 30 | 16 | 135 | 20% | 4312 | 1.3089 | 0.32723 | 45.5174 | 1.2322 | 46.7496 | WIDTH60_LENGTH30_HIGHT16_ORIENTATION135_WINDOWSRATIO20%_3Dview.U.png | WIDTH60_LENGTH30_HIGHT16_ORIENTATION135_WINDOWSRATIO20%.json
30 | 40 | 16 | 135 | 20% | 3872 | 1.3182 | 0.32955 | 45.1284 | 1.3966 | 46.525 | WIDTH30_LENGTH40_HIGHT16_ORIENTATION135_WINDOWSRATIO20%_3Dview.U.png | WIDTH30_LENGTH40_HIGHT16_ORIENTATION135_WINDOWSRATIO20%.json
40 | 40 | 16 | 135 | 20% | 4312 | 1.3089 | 0.32723 | 45.3962 | 1.2952 | 46.6914 | WIDTH40_LENGTH40_HIGHT16_ORIENTATION135_WINDOWSRATIO20%_3Dview.U.png | WIDTH40_LENGTH40_HIGHT16_ORIENTATION135_WINDOWSRATIO20%.json
50 | 40 | 16 | 135 | 20% | 4752 | 1.3013 | 0.32534 | 45.45 | 1.2614 | 46.7114 | WIDTH50_LENGTH40_HIGHT16_ORIENTATION135_WINDOWSRATIO20%_3Dview.U.png | WIDTH50_LENGTH40_HIGHT16_ORIENTATION135_WINDOWSRATIO20%.json
60 | 40 | 16 | 135 | 20% | 5192 | 1.2951 | 0.32377 | 45.4959 | 1.2393 | 46.7352 | WIDTH60_LENGTH40_HIGHT16_ORIENTATION135_WINDOWSRATIO20%_3Dview.U.png | WIDTH60_LENGTH40_HIGHT16_ORIENTATION135_WINDOWSRATIO20%.json
30 | 50 | 16 | 135 | 20% | 4752 | 1.3013 | 0.32534 | 45.0528 | 1.4188 | 46.4716 | WIDTH30_LENGTH50_HIGHT16_ORIENTATION135_WINDOWSRATIO20%_3Dview.U.png | WIDTH30_LENGTH50_HIGHT16_ORIENTATION135_WINDOWSRATIO20%.json
40 | 50 | 16 | 135 | 20% | 5192 | 1.2951 | 0.32377 | 45.3653 | 1.3052 | 46.6705 | WIDTH40_LENGTH50_HIGHT16_ORIENTATION135_WINDOWSRATIO20%_3Dview.U.png | WIDTH40_LENGTH50_HIGHT16_ORIENTATION135_WINDOWSRATIO20%.json
50 | 50 | 16 | 135 | 20% | 5632 | 1.2898 | 0.32244 | 45.4358 | 1.2666 | 46.7024 | WIDTH50_LENGTH50_HIGHT16_ORIENTATION135_WINDOWSRATIO20%_3Dview.U.png | WIDTH50_LENGTH50_HIGHT16_ORIENTATION135_WINDOWSRATIO20%.json
60 | 50 | 16 | 135 | 20% | 6072 | 1.2852 | 0.32131 | 45.4847 | 1.2438 | 46.7284 | WIDTH60_LENGTH50_HIGHT16_ORIENTATION135_WINDOWSRATIO20%_3Dview.U.png | WIDTH60_LENGTH50_HIGHT16_ORIENTATION135_WINDOWSRATIO20%.json
30 | 60 | 16 | 135 | 20% | 5632 | 1.2898 | 0.32244 | 44.9417 | 1.4496 | 46.3912 | WIDTH30_LENGTH60_HIGHT16_ORIENTATION135_WINDOWSRATIO20%_3Dview.U.png | WIDTH30_LENGTH60_HIGHT16_ORIENTATION135_WINDOWSRATIO20%.json
40 | 60 | 16 | 135 | 20% | 6072 | 1.2852 | 0.32131 | 45.294 | 1.325 | 46.6191 | WIDTH40_LENGTH60_HIGHT16_ORIENTATION135_WINDOWSRATIO20%_3Dview.U.png | WIDTH40_LENGTH60_HIGHT16_ORIENTATION135_WINDOWSRATIO20%.json
50 | 60 | 16 | 135 | 20% | 6512 | 1.2813 | 0.32033 | 45.3822 | 1.2806 | 46.6629 | WIDTH50_LENGTH60_HIGHT16_ORIENTATION135_WINDOWSRATIO20%_3Dview.U.png | WIDTH50_LENGTH60_HIGHT16_ORIENTATION135_WINDOWSRATIO20%.json
60 | 60 | 16 | 135 | 20% | 6952 | 1.2779 | 0.31948 | 45.4363 | 1.2566 | 46.6929 | WIDTH60_LENGTH60_HIGHT16_ORIENTATION135_WINDOWSRATIO20%_3Dview.U.png | WIDTH60_LENGTH60_HIGHT16_ORIENTATION135_WINDOWSRATIO20%.json
30 | 30 | 8 | 180 | 20% | 1496 | 1.8449 | 0.46123 | 45.1631 | 1.4631 | 46.6261 | WIDTH30_LENGTH30_HIGHT8_ORIENTATION180_WINDOWSRATIO20%_3Dview.U.png | WIDTH30_LENGTH30_HIGHT8_ORIENTATION180_WINDOWSRATIO20%.json
40 | 30 | 8 | 180 | 20% | 1716 | 1.8298 | 0.45746 | 45.3133 | 1.3931 | 46.7064 | WIDTH40_LENGTH30_HIGHT8_ORIENTATION180_WINDOWSRATIO20%_3Dview.U.png | WIDTH40_LENGTH30_HIGHT8_ORIENTATION180_WINDOWSRATIO20%.json
50 | 30 | 8 | 180 | 20% | 1936 | 1.8182 | 0.45455 | 45.3072 | 1.3728 | 46.68 | WIDTH50_LENGTH30_HIGHT8_ORIENTATION180_WINDOWSRATIO20%_3Dview.U.png | WIDTH50_LENGTH30_HIGHT8_ORIENTATION180_WINDOWSRATIO20%.json
60 | 30 | 8 | 180 | 20% | 2156 | 1.8089 | 0.45223 | 45.3626 | 1.336 | 46.6986 | WIDTH60_LENGTH30_HIGHT8_ORIENTATION180_WINDOWSRATIO20%_3Dview.U.png | WIDTH60_LENGTH30_HIGHT8_ORIENTATION180_WINDOWSRATIO20%.json
30 | 40 | 8 | 180 | 20% | 1936 | 1.8182 | 0.45455 | 45.0522 | 1.5129 | 46.5651 | WIDTH30_LENGTH40_HIGHT8_ORIENTATION180_WINDOWSRATIO20%_3Dview.U.png | WIDTH30_LENGTH40_HIGHT8_ORIENTATION180_WINDOWSRATIO20%.json
40 | 40 | 8 | 180 | 20% | 2156 | 1.8089 | 0.45223 | 45.2583 | 1.4284 | 46.6867 | WIDTH40_LENGTH40_HIGHT8_ORIENTATION180_WINDOWSRATIO20%_3Dview.U.png | WIDTH40_LENGTH40_HIGHT8_ORIENTATION180_WINDOWSRATIO20%.json
50 | 40 | 8 | 180 | 20% | 2376 | 1.8013 | 0.45034 | 45.2739 | 1.4023 | 46.6762 | WIDTH50_LENGTH40_HIGHT8_ORIENTATION180_WINDOWSRATIO20%_3Dview.U.png | WIDTH50_LENGTH40_HIGHT8_ORIENTATION180_WINDOWSRATIO20%.json
60 | 40 | 8 | 180 | 20% | 2596 | 1.7951 | 0.44877 | 45.328 | 1.3689 | 46.6968 | WIDTH60_LENGTH40_HIGHT8_ORIENTATION180_WINDOWSRATIO20%_3Dview.U.png | WIDTH60_LENGTH40_HIGHT8_ORIENTATION180_WINDOWSRATIO20%.json
30 | 50 | 8 | 180 | 20% | 2376 | 1.8013 | 0.45034 | 44.9787 | 1.5455 | 46.5242 | WIDTH30_LENGTH50_HIGHT8_ORIENTATION180_WINDOWSRATIO20%_3Dview.U.png | WIDTH30_LENGTH50_HIGHT8_ORIENTATION180_WINDOWSRATIO20%.json
40 | 50 | 8 | 180 | 20% | 2596 | 1.7951 | 0.44877 | 45.2161 | 1.4523 | 46.6683 | WIDTH40_LENGTH50_HIGHT8_ORIENTATION180_WINDOWSRATIO20%_3Dview.U.png | WIDTH40_LENGTH50_HIGHT8_ORIENTATION180_WINDOWSRATIO20%.json
50 | 50 | 8 | 180 | 20% | 2816 | 1.7898 | 0.44744 | 45.2484 | 1.4233 | 46.6718 | WIDTH50_LENGTH50_HIGHT8_ORIENTATION180_WINDOWSRATIO20%_3Dview.U.png | WIDTH50_LENGTH50_HIGHT8_ORIENTATION180_WINDOWSRATIO20%.json
60 | 50 | 8 | 180 | 20% | 3036 | 1.7852 | 0.44631 | 45.3029 | 1.3911 | 46.694 | WIDTH60_LENGTH50_HIGHT8_ORIENTATION180_WINDOWSRATIO20%_3Dview.U.png | WIDTH60_LENGTH50_HIGHT8_ORIENTATION180_WINDOWSRATIO20%.json
30 | 60 | 8 | 180 | 20% | 2816 | 1.7898 | 0.44744 | 44.8773 | 1.5753 | 46.4527 | WIDTH30_LENGTH60_HIGHT8_ORIENTATION180_WINDOWSRATIO20%_3Dview.U.png | WIDTH30_LENGTH60_HIGHT8_ORIENTATION180_WINDOWSRATIO20%.json
40 | 60 | 8 | 180 | 20% | 3036 | 1.7852 | 0.44631 | 45.1441 | 1.478 | 46.6221 | WIDTH40_LENGTH60_HIGHT8_ORIENTATION180_WINDOWSRATIO20%_3Dview.U.png | WIDTH40_LENGTH60_HIGHT8_ORIENTATION180_WINDOWSRATIO20%.json
50 | 60 | 8 | 180 | 20% | 3256 | 1.7813 | 0.44533 | 45.1878 | 1.447 | 46.6349 | WIDTH50_LENGTH60_HIGHT8_ORIENTATION180_WINDOWSRATIO20%_3Dview.U.png | WIDTH50_LENGTH60_HIGHT8_ORIENTATION180_WINDOWSRATIO20%.json
60 | 60 | 8 | 180 | 20% | 3476 | 1.7779 | 0.44448 | 45.2492 | 1.4145 | 46.6637 | WIDTH60_LENGTH60_HIGHT8_ORIENTATION180_WINDOWSRATIO20%_3Dview.U.png | WIDTH60_LENGTH60_HIGHT8_ORIENTATION180_WINDOWSRATIO20%.json
30 | 30 | 12 | 180 | 20% | 2244 | 1.5116 | 0.3779 | 45.3136 | 1.3503 | 46.6639 | WIDTH30_LENGTH30_HIGHT12_ORIENTATION180_WINDOWSRATIO20%_3Dview.U.png | WIDTH30_LENGTH30_HIGHT12_ORIENTATION180_WINDOWSRATIO20%.json
40 | 30 | 12 | 180 | 20% | 2574 | 1.4965 | 0.37413 | 45.4929 | 1.275 | 46.7679 | WIDTH40_LENGTH30_HIGHT12_ORIENTATION180_WINDOWSRATIO20%_3Dview.U.png | WIDTH40_LENGTH30_HIGHT12_ORIENTATION180_WINDOWSRATIO20%.json
50 | 30 | 12 | 180 | 20% | 2904 | 1.4848 | 0.37121 | 45.5107 | 1.2489 | 46.7597 | WIDTH50_LENGTH30_HIGHT12_ORIENTATION180_WINDOWSRATIO20%_3Dview.U.png | WIDTH50_LENGTH30_HIGHT12_ORIENTATION180_WINDOWSRATIO20%.json
60 | 30 | 12 | 180 | 20% | 3234 | 1.4756 | 0.36889 | 45.5753 | 1.2085 | 46.7838 | WIDTH60_LENGTH30_HIGHT12_ORIENTATION180_WINDOWSRATIO20%_3Dview.U.png | WIDTH60_LENGTH30_HIGHT12_ORIENTATION180_WINDOWSRATIO20%.json
30 | 40 | 12 | 180 | 20% | 2904 | 1.4848 | 0.37121 | 45.182 | 1.4072 | 46.5892 | WIDTH30_LENGTH40_HIGHT12_ORIENTATION180_WINDOWSRATIO20%_3Dview.U.png | WIDTH30_LENGTH40_HIGHT12_ORIENTATION180_WINDOWSRATIO20%.json
40 | 40 | 12 | 180 | 20% | 3234 | 1.4756 | 0.36889 | 45.4251 | 1.3147 | 46.7398 | WIDTH40_LENGTH40_HIGHT12_ORIENTATION180_WINDOWSRATIO20%_3Dview.U.png | WIDTH40_LENGTH40_HIGHT12_ORIENTATION180_WINDOWSRATIO20%.json
50 | 40 | 12 | 180 | 20% | 3564 | 1.468 | 0.367 | 45.472 | 1.2807 | 46.7526 | WIDTH50_LENGTH40_HIGHT12_ORIENTATION180_WINDOWSRATIO20%_3Dview.U.png | WIDTH50_LENGTH40_HIGHT12_ORIENTATION180_WINDOWSRATIO20%.json
60 | 40 | 12 | 180 | 20% | 3894 | 1.4617 | 0.36543 | 45.5397 | 1.2433 | 46.783 | WIDTH60_LENGTH40_HIGHT12_ORIENTATION180_WINDOWSRATIO20%_3Dview.U.png | WIDTH60_LENGTH40_HIGHT12_ORIENTATION180_WINDOWSRATIO20%.json
30 | 50 | 12 | 180 | 20% | 3564 | 1.468 | 0.367 | 45.0965 | 1.4428 | 46.5392 | WIDTH30_LENGTH50_HIGHT12_ORIENTATION180_WINDOWSRATIO20%_3Dview.U.png | WIDTH30_LENGTH50_HIGHT12_ORIENTATION180_WINDOWSRATIO20%.json
40 | 50 | 12 | 180 | 20% | 3894 | 1.4617 | 0.36543 | 45.3783 | 1.3407 | 46.719 | WIDTH40_LENGTH50_HIGHT12_ORIENTATION180_WINDOWSRATIO20%_3Dview.U.png | WIDTH40_LENGTH50_HIGHT12_ORIENTATION180_WINDOWSRATIO20%.json
50 | 50 | 12 | 180 | 20% | 4224 | 1.4564 | 0.36411 | 45.4423 | 1.3026 | 46.7449 | WIDTH50_LENGTH50_HIGHT12_ORIENTATION180_WINDOWSRATIO20%_3Dview.U.png | WIDTH50_LENGTH50_HIGHT12_ORIENTATION180_WINDOWSRATIO20%.json
60 | 50 | 12 | 180 | 20% | 4554 | 1.4519 | 0.36298 | 45.5121 | 1.2656 | 46.7778 | WIDTH60_LENGTH50_HIGHT12_ORIENTATION180_WINDOWSRATIO20%_3Dview.U.png | WIDTH60_LENGTH50_HIGHT12_ORIENTATION180_WINDOWSRATIO20%.json
30 | 60 | 12 | 180 | 20% | 4224 | 1.4564 | 0.36411 | 44.984 | 1.4782 | 46.4622 | WIDTH30_LENGTH60_HIGHT12_ORIENTATION180_WINDOWSRATIO20%_3Dview.U.png | WIDTH30_LENGTH60_HIGHT12_ORIENTATION180_WINDOWSRATIO20%.json
40 | 60 | 12 | 180 | 20% | 4554 | 1.4519 | 0.36298 | 45.3009 | 1.3684 | 46.6692 | WIDTH40_LENGTH60_HIGHT12_ORIENTATION180_WINDOWSRATIO20%_3Dview.U.png | WIDTH40_LENGTH60_HIGHT12_ORIENTATION180_WINDOWSRATIO20%.json
50 | 60 | 12 | 180 | 20% | 4884 | 1.448 | 0.362 | 45.3811 | 1.3273 | 46.7083 | WIDTH50_LENGTH60_HIGHT12_ORIENTATION180_WINDOWSRATIO20%_3Dview.U.png | WIDTH50_LENGTH60_HIGHT12_ORIENTATION180_WINDOWSRATIO20%.json
60 | 60 | 12 | 180 | 20% | 5214 | 1.4446 | 0.36114 | 45.4544 | 1.2895 | 46.7439 | WIDTH60_LENGTH60_HIGHT12_ORIENTATION180_WINDOWSRATIO20%_3Dview.U.png | WIDTH60_LENGTH60_HIGHT12_ORIENTATION180_WINDOWSRATIO20%.json
30 | 30 | 16 | 180 | 20% | 2992 | 1.3449 | 0.33623 | 45.3545 | 1.305 | 46.6594 | WIDTH30_LENGTH30_HIGHT16_ORIENTATION180_WINDOWSRATIO20%_3Dview.U.png | WIDTH30_LENGTH30_HIGHT16_ORIENTATION180_WINDOWSRATIO20%.json
40 | 30 | 16 | 180 | 20% | 3432 | 1.3298 | 0.33246 | 45.5385 | 1.2306 | 46.7691 | WIDTH40_LENGTH30_HIGHT16_ORIENTATION180_WINDOWSRATIO20%_3Dview.U.png | WIDTH40_LENGTH30_HIGHT16_ORIENTATION180_WINDOWSRATIO20%.json
50 | 30 | 16 | 180 | 20% | 3872 | 1.3182 | 0.32955 | 45.5709 | 1.201 | 46.7719 | WIDTH50_LENGTH30_HIGHT16_ORIENTATION180_WINDOWSRATIO20%_3Dview.U.png | WIDTH50_LENGTH30_HIGHT16_ORIENTATION180_WINDOWSRATIO20%.json
60 | 30 | 16 | 180 | 20% | 4312 | 1.3089 | 0.32723 | 45.6463 | 1.1605 | 46.8068 | WIDTH60_LENGTH30_HIGHT16_ORIENTATION180_WINDOWSRATIO20%_3Dview.U.png | WIDTH60_LENGTH30_HIGHT16_ORIENTATION180_WINDOWSRATIO20%.json
30 | 40 | 16 | 180 | 20% | 3872 | 1.3182 | 0.32955 | 45.2095 | 1.3655 | 46.575 | WIDTH30_LENGTH40_HIGHT16_ORIENTATION180_WINDOWSRATIO20%_3Dview.U.png | WIDTH30_LENGTH40_HIGHT16_ORIENTATION180_WINDOWSRATIO20%.json
40 | 40 | 16 | 180 | 20% | 4312 | 1.3089 | 0.32723 | 45.4612 | 1.2729 | 46.7342 | WIDTH40_LENGTH40_HIGHT16_ORIENTATION180_WINDOWSRATIO20%_3Dview.U.png | WIDTH40_LENGTH40_HIGHT16_ORIENTATION180_WINDOWSRATIO20%.json
50 | 40 | 16 | 180 | 20% | 4752 | 1.3013 | 0.32534 | 45.5259 | 1.2338 | 46.7597 | WIDTH50_LENGTH40_HIGHT16_ORIENTATION180_WINDOWSRATIO20%_3Dview.U.png | WIDTH50_LENGTH40_HIGHT16_ORIENTATION180_WINDOWSRATIO20%.json
60 | 40 | 16 | 180 | 20% | 5192 | 1.2951 | 0.32377 | 45.6056 | 1.1939 | 46.7995 | WIDTH60_LENGTH40_HIGHT16_ORIENTATION180_WINDOWSRATIO20%_3Dview.U.png | WIDTH60_LENGTH40_HIGHT16_ORIENTATION180_WINDOWSRATIO20%.json
30 | 50 | 16 | 180 | 20% | 4752 | 1.3013 | 0.32534 | 45.1147 | 1.4032 | 46.5179 | WIDTH30_LENGTH50_HIGHT16_ORIENTATION180_WINDOWSRATIO20%_3Dview.U.png | WIDTH30_LENGTH50_HIGHT16_ORIENTATION180_WINDOWSRATIO20%.json
40 | 50 | 16 | 180 | 20% | 5192 | 1.2951 | 0.32377 | 45.4068 | 1.3007 | 46.7075 | WIDTH40_LENGTH50_HIGHT16_ORIENTATION180_WINDOWSRATIO20%_3Dview.U.png | WIDTH40_LENGTH50_HIGHT16_ORIENTATION180_WINDOWSRATIO20%.json
50 | 50 | 16 | 180 | 20% | 5632 | 1.2898 | 0.32244 | 45.4924 | 1.257 | 46.7495 | WIDTH50_LENGTH50_HIGHT16_ORIENTATION180_WINDOWSRATIO20%_3Dview.U.png | WIDTH50_LENGTH50_HIGHT16_ORIENTATION180_WINDOWSRATIO20%.json
60 | 50 | 16 | 180 | 20% | 6072 | 1.2852 | 0.32131 | 45.576 | 1.2163 | 46.7923 | WIDTH60_LENGTH50_HIGHT16_ORIENTATION180_WINDOWSRATIO20%_3Dview.U.png | WIDTH60_LENGTH50_HIGHT16_ORIENTATION180_WINDOWSRATIO20%.json
30 | 60 | 16 | 180 | 20% | 5632 | 1.2898 | 0.32244 | 44.9941 | 1.4419 | 46.436 | WIDTH30_LENGTH60_HIGHT16_ORIENTATION180_WINDOWSRATIO20%_3Dview.U.png | WIDTH30_LENGTH60_HIGHT16_ORIENTATION180_WINDOWSRATIO20%.json
40 | 60 | 16 | 180 | 20% | 6072 | 1.2852 | 0.32131 | 45.3241 | 1.3307 | 46.6548 | WIDTH40_LENGTH60_HIGHT16_ORIENTATION180_WINDOWSRATIO20%_3Dview.U.png | WIDTH40_LENGTH60_HIGHT16_ORIENTATION180_WINDOWSRATIO20%.json
50 | 60 | 16 | 180 | 20% | 6512 | 1.2813 | 0.32033 | 45.4291 | 1.2827 | 46.7118 | WIDTH50_LENGTH60_HIGHT16_ORIENTATION180_WINDOWSRATIO20%_3Dview.U.png | WIDTH50_LENGTH60_HIGHT16_ORIENTATION180_WINDOWSRATIO20%.json
60 | 60 | 16 | 180 | 20% | 6952 | 1.2779 | 0.31948 | 45.5166 | 1.241 | 46.7575 | WIDTH60_LENGTH60_HIGHT16_ORIENTATION180_WINDOWSRATIO20%_3Dview.U.png | WIDTH60_LENGTH60_HIGHT16_ORIENTATION180_WINDOWSRATIO20%.json
30 | 30 | 8 | 225 | 20% | 1496 | 1.8449 | 0.46123 | 45.0716 | 1.4987 | 46.5702 | WIDTH30_LENGTH30_HIGHT8_ORIENTATION225_WINDOWSRATIO20%_3Dview.U.png | WIDTH30_LENGTH30_HIGHT8_ORIENTATION225_WINDOWSRATIO20%.json
40 | 30 | 8 | 225 | 20% | 1716 | 1.8298 | 0.45746 | 45.2022 | 1.4396 | 46.6418 | WIDTH40_LENGTH30_HIGHT8_ORIENTATION225_WINDOWSRATIO20%_3Dview.U.png | WIDTH40_LENGTH30_HIGHT8_ORIENTATION225_WINDOWSRATIO20%.json
50 | 30 | 8 | 225 | 20% | 1936 | 1.8182 | 0.45455 | 45.1753 | 1.4419 | 46.6172 | WIDTH50_LENGTH30_HIGHT8_ORIENTATION225_WINDOWSRATIO20%_3Dview.U.png | WIDTH50_LENGTH30_HIGHT8_ORIENTATION225_WINDOWSRATIO20%.json
60 | 30 | 8 | 225 | 20% | 2156 | 1.8089 | 0.45223 | 45.2125 | 1.4288 | 46.6413 | WIDTH60_LENGTH30_HIGHT8_ORIENTATION225_WINDOWSRATIO20%_3Dview.U.png | WIDTH60_LENGTH30_HIGHT8_ORIENTATION225_WINDOWSRATIO20%.json
30 | 40 | 8 | 225 | 20% | 1936 | 1.8182 | 0.45455 | 44.9841 | 1.5197 | 46.5037 | WIDTH30_LENGTH40_HIGHT8_ORIENTATION225_WINDOWSRATIO20%_3Dview.U.png | WIDTH30_LENGTH40_HIGHT8_ORIENTATION225_WINDOWSRATIO20%.json
40 | 40 | 8 | 225 | 20% | 2156 | 1.8089 | 0.45223 | 45.1624 | 1.4454 | 46.6078 | WIDTH40_LENGTH40_HIGHT8_ORIENTATION225_WINDOWSRATIO20%_3Dview.U.png | WIDTH40_LENGTH40_HIGHT8_ORIENTATION225_WINDOWSRATIO20%.json
50 | 40 | 8 | 225 | 20% | 2376 | 1.8013 | 0.45034 | 45.1552 | 1.4413 | 46.5965 | WIDTH50_LENGTH40_HIGHT8_ORIENTATION225_WINDOWSRATIO20%_3Dview.U.png | WIDTH50_LENGTH40_HIGHT8_ORIENTATION225_WINDOWSRATIO20%.json
60 | 40 | 8 | 225 | 20% | 2596 | 1.7951 | 0.44877 | 45.188 | 1.429 | 46.617 | WIDTH60_LENGTH40_HIGHT8_ORIENTATION225_WINDOWSRATIO20%_3Dview.U.png | WIDTH60_LENGTH40_HIGHT8_ORIENTATION225_WINDOWSRATIO20%.json
30 | 50 | 8 | 225 | 20% | 2376 | 1.8013 | 0.45034 | 44.9279 | 1.5321 | 46.46 | WIDTH30_LENGTH50_HIGHT8_ORIENTATION225_WINDOWSRATIO20%_3Dview.U.png | WIDTH30_LENGTH50_HIGHT8_ORIENTATION225_WINDOWSRATIO20%.json
40 | 50 | 8 | 225 | 20% | 2596 | 1.7951 | 0.44877 | 45.1368 | 1.448 | 46.5848 | WIDTH40_LENGTH50_HIGHT8_ORIENTATION225_WINDOWSRATIO20%_3Dview.U.png | WIDTH40_LENGTH50_HIGHT8_ORIENTATION225_WINDOWSRATIO20%.json
50 | 50 | 8 | 225 | 20% | 2816 | 1.7898 | 0.44744 | 45.1419 | 1.4406 | 46.5826 | WIDTH50_LENGTH50_HIGHT8_ORIENTATION225_WINDOWSRATIO20%_3Dview.U.png | WIDTH50_LENGTH50_HIGHT8_ORIENTATION225_WINDOWSRATIO20%.json
60 | 50 | 8 | 225 | 20% | 3036 | 1.7852 | 0.44631 | 45.1765 | 1.4283 | 46.6048 | WIDTH60_LENGTH50_HIGHT8_ORIENTATION225_WINDOWSRATIO20%_3Dview.U.png | WIDTH60_LENGTH50_HIGHT8_ORIENTATION225_WINDOWSRATIO20%.json
30 | 60 | 8 | 225 | 20% | 2816 | 1.7898 | 0.44744 | 44.8348 | 1.5537 | 46.3885 | WIDTH30_LENGTH60_HIGHT8_ORIENTATION225_WINDOWSRATIO20%_3Dview.U.png | WIDTH30_LENGTH60_HIGHT8_ORIENTATION225_WINDOWSRATIO20%.json
40 | 60 | 8 | 225 | 20% | 3036 | 1.7852 | 0.44631 | 45.0703 | 1.4611 | 46.5313 | WIDTH40_LENGTH60_HIGHT8_ORIENTATION225_WINDOWSRATIO20%_3Dview.U.png | WIDTH40_LENGTH60_HIGHT8_ORIENTATION225_WINDOWSRATIO20%.json
50 | 60 | 8 | 225 | 20% | 3256 | 1.7813 | 0.44533 | 45.0889 | 1.4499 | 46.5389 | WIDTH50_LENGTH60_HIGHT8_ORIENTATION225_WINDOWSRATIO20%_3Dview.U.png | WIDTH50_LENGTH60_HIGHT8_ORIENTATION225_WINDOWSRATIO20%.json
60 | 60 | 8 | 225 | 20% | 3476 | 1.7779 | 0.44448 | 45.1282 | 1.4368 | 46.565 | WIDTH60_LENGTH60_HIGHT8_ORIENTATION225_WINDOWSRATIO20%_3Dview.U.png | WIDTH60_LENGTH60_HIGHT8_ORIENTATION225_WINDOWSRATIO20%.json
30 | 30 | 12 | 225 | 20% | 2244 | 1.5116 | 0.3779 | 45.2049 | 1.3977 | 46.6026 | WIDTH30_LENGTH30_HIGHT12_ORIENTATION225_WINDOWSRATIO20%_3Dview.U.png | WIDTH30_LENGTH30_HIGHT12_ORIENTATION225_WINDOWSRATIO20%.json
40 | 30 | 12 | 225 | 20% | 2574 | 1.4965 | 0.37413 | 45.3933 | 1.3193 | 46.7127 | WIDTH40_LENGTH30_HIGHT12_ORIENTATION225_WINDOWSRATIO20%_3Dview.U.png | WIDTH40_LENGTH30_HIGHT12_ORIENTATION225_WINDOWSRATIO20%.json
50 | 30 | 12 | 225 | 20% | 2904 | 1.4848 | 0.37121 | 45.3934 | 1.3097 | 46.7031 | WIDTH50_LENGTH30_HIGHT12_ORIENTATION225_WINDOWSRATIO20%_3Dview.U.png | WIDTH50_LENGTH30_HIGHT12_ORIENTATION225_WINDOWSRATIO20%.json
60 | 30 | 12 | 225 | 20% | 3234 | 1.4756 | 0.36889 | 45.4369 | 1.2922 | 46.7292 | WIDTH60_LENGTH30_HIGHT12_ORIENTATION225_WINDOWSRATIO20%_3Dview.U.png | WIDTH60_LENGTH30_HIGHT12_ORIENTATION225_WINDOWSRATIO20%.json
30 | 40 | 12 | 225 | 20% | 2904 | 1.4848 | 0.37121 | 45.0985 | 1.4263 | 46.5248 | WIDTH30_LENGTH40_HIGHT12_ORIENTATION225_WINDOWSRATIO20%_3Dview.U.png | WIDTH30_LENGTH40_HIGHT12_ORIENTATION225_WINDOWSRATIO20%.json
40 | 40 | 12 | 225 | 20% | 3234 | 1.4756 | 0.36889 | 45.3466 | 1.328 | 46.6746 | WIDTH40_LENGTH40_HIGHT12_ORIENTATION225_WINDOWSRATIO20%_3Dview.U.png | WIDTH40_LENGTH40_HIGHT12_ORIENTATION225_WINDOWSRATIO20%.json
50 | 40 | 12 | 225 | 20% | 3564 | 1.468 | 0.367 | 45.3695 | 1.3111 | 46.6806 | WIDTH50_LENGTH40_HIGHT12_ORIENTATION225_WINDOWSRATIO20%_3Dview.U.png | WIDTH50_LENGTH40_HIGHT12_ORIENTATION225_WINDOWSRATIO20%.json
60 | 40 | 12 | 225 | 20% | 3894 | 1.4617 | 0.36543 | 45.4126 | 1.2937 | 46.7064 | WIDTH60_LENGTH40_HIGHT12_ORIENTATION225_WINDOWSRATIO20%_3Dview.U.png | WIDTH60_LENGTH40_HIGHT12_ORIENTATION225_WINDOWSRATIO20%.json
30 | 50 | 12 | 225 | 20% | 3564 | 1.468 | 0.367 | 45.0305 | 1.4436 | 46.474 | WIDTH30_LENGTH50_HIGHT12_ORIENTATION225_WINDOWSRATIO20%_3Dview.U.png | WIDTH30_LENGTH50_HIGHT12_ORIENTATION225_WINDOWSRATIO20%.json
40 | 50 | 12 | 225 | 20% | 3894 | 1.4617 | 0.36543 | 45.3179 | 1.3336 | 46.6514 | WIDTH40_LENGTH50_HIGHT12_ORIENTATION225_WINDOWSRATIO20%_3Dview.U.png | WIDTH40_LENGTH50_HIGHT12_ORIENTATION225_WINDOWSRATIO20%.json
50 | 50 | 12 | 225 | 20% | 4224 | 1.4564 | 0.36411 | 45.3554 | 1.3112 | 46.6666 | WIDTH50_LENGTH50_HIGHT12_ORIENTATION225_WINDOWSRATIO20%_3Dview.U.png | WIDTH50_LENGTH50_HIGHT12_ORIENTATION225_WINDOWSRATIO20%.json
60 | 50 | 12 | 225 | 20% | 4554 | 1.4519 | 0.36298 | 45.4002 | 1.2935 | 46.6937 | WIDTH60_LENGTH50_HIGHT12_ORIENTATION225_WINDOWSRATIO20%_3Dview.U.png | WIDTH60_LENGTH50_HIGHT12_ORIENTATION225_WINDOWSRATIO20%.json
30 | 60 | 12 | 225 | 20% | 4224 | 1.4564 | 0.36411 | 44.929 | 1.4688 | 46.3978 | WIDTH30_LENGTH60_HIGHT12_ORIENTATION225_WINDOWSRATIO20%_3Dview.U.png | WIDTH30_LENGTH60_HIGHT12_ORIENTATION225_WINDOWSRATIO20%.json
40 | 60 | 12 | 225 | 20% | 4554 | 1.4519 | 0.36298 | 45.2488 | 1.3482 | 46.597 | WIDTH40_LENGTH60_HIGHT12_ORIENTATION225_WINDOWSRATIO20%_3Dview.U.png | WIDTH40_LENGTH60_HIGHT12_ORIENTATION225_WINDOWSRATIO20%.json
50 | 60 | 12 | 225 | 20% | 4884 | 1.448 | 0.362 | 45.3032 | 1.3214 | 46.6245 | WIDTH50_LENGTH60_HIGHT12_ORIENTATION225_WINDOWSRATIO20%_3Dview.U.png | WIDTH50_LENGTH60_HIGHT12_ORIENTATION225_WINDOWSRATIO20%.json
60 | 60 | 12 | 225 | 20% | 5214 | 1.4446 | 0.36114 | 45.3502 | 1.3025 | 46.6528 | WIDTH60_LENGTH60_HIGHT12_ORIENTATION225_WINDOWSRATIO20%_3Dview.U.png | WIDTH60_LENGTH60_HIGHT12_ORIENTATION225_WINDOWSRATIO20%.json
30 | 30 | 16 | 225 | 20% | 2992 | 1.3449 | 0.33623 | 45.234 | 1.3595 | 46.5935 | WIDTH30_LENGTH30_HIGHT16_ORIENTATION225_WINDOWSRATIO20%_3Dview.U.png | WIDTH30_LENGTH30_HIGHT16_ORIENTATION225_WINDOWSRATIO20%.json
40 | 30 | 16 | 225 | 20% | 3432 | 1.3298 | 0.33246 | 45.4411 | 1.2798 | 46.7209 | WIDTH40_LENGTH30_HIGHT16_ORIENTATION225_WINDOWSRATIO20%_3Dview.U.png | WIDTH40_LENGTH30_HIGHT16_ORIENTATION225_WINDOWSRATIO20%.json
50 | 30 | 16 | 225 | 20% | 3872 | 1.3182 | 0.32955 | 45.4663 | 1.2595 | 46.7258 | WIDTH50_LENGTH30_HIGHT16_ORIENTATION225_WINDOWSRATIO20%_3Dview.U.png | WIDTH50_LENGTH30_HIGHT16_ORIENTATION225_WINDOWSRATIO20%.json
60 | 30 | 16 | 225 | 20% | 4312 | 1.3089 | 0.32723 | 45.519 | 1.2359 | 46.7549 | WIDTH60_LENGTH30_HIGHT16_ORIENTATION225_WINDOWSRATIO20%_3Dview.U.png | WIDTH60_LENGTH30_HIGHT16_ORIENTATION225_WINDOWSRATIO20%.json
30 | 40 | 16 | 225 | 20% | 3872 | 1.3182 | 0.32955 | 45.1122 | 1.3925 | 46.5048 | WIDTH30_LENGTH40_HIGHT16_ORIENTATION225_WINDOWSRATIO20%_3Dview.U.png | WIDTH30_LENGTH40_HIGHT16_ORIENTATION225_WINDOWSRATIO20%.json
40 | 40 | 16 | 225 | 20% | 4312 | 1.3089 | 0.32723 | 45.3854 | 1.2913 | 46.6767 | WIDTH40_LENGTH40_HIGHT16_ORIENTATION225_WINDOWSRATIO20%_3Dview.U.png | WIDTH40_LENGTH40_HIGHT16_ORIENTATION225_WINDOWSRATIO20%.json
50 | 40 | 16 | 225 | 20% | 4752 | 1.3013 | 0.32534 | 45.4402 | 1.2615 | 46.7017 | WIDTH50_LENGTH40_HIGHT16_ORIENTATION225_WINDOWSRATIO20%_3Dview.U.png | WIDTH50_LENGTH40_HIGHT16_ORIENTATION225_WINDOWSRATIO20%.json
60 | 40 | 16 | 225 | 20% | 5192 | 1.2951 | 0.32377 | 45.4949 | 1.2379 | 46.7328 | WIDTH60_LENGTH40_HIGHT16_ORIENTATION225_WINDOWSRATIO20%_3Dview.U.png | WIDTH60_LENGTH40_HIGHT16_ORIENTATION225_WINDOWSRATIO20%.json
30 | 50 | 16 | 225 | 20% | 4752 | 1.3013 | 0.32534 | 45.0347 | 1.4132 | 46.4479 | WIDTH30_LENGTH50_HIGHT16_ORIENTATION225_WINDOWSRATIO20%_3Dview.U.png | WIDTH30_LENGTH50_HIGHT16_ORIENTATION225_WINDOWSRATIO20%.json
40 | 50 | 16 | 225 | 20% | 5192 | 1.2951 | 0.32377 | 45.3512 | 1.2985 | 46.6497 | WIDTH40_LENGTH50_HIGHT16_ORIENTATION225_WINDOWSRATIO20%_3Dview.U.png | WIDTH40_LENGTH50_HIGHT16_ORIENTATION225_WINDOWSRATIO20%.json
50 | 50 | 16 | 225 | 20% | 5632 | 1.2898 | 0.32244 | 45.4239 | 1.2624 | 46.6863 | WIDTH50_LENGTH50_HIGHT16_ORIENTATION225_WINDOWSRATIO20%_3Dview.U.png | WIDTH50_LENGTH50_HIGHT16_ORIENTATION225_WINDOWSRATIO20%.json
60 | 50 | 16 | 225 | 20% | 6072 | 1.2852 | 0.32131 | 45.4823 | 1.2378 | 46.72 | WIDTH60_LENGTH50_HIGHT16_ORIENTATION225_WINDOWSRATIO20%_3Dview.U.png | WIDTH60_LENGTH50_HIGHT16_ORIENTATION225_WINDOWSRATIO20%.json
30 | 60 | 16 | 225 | 20% | 5632 | 1.2898 | 0.32244 | 44.9226 | 1.4401 | 46.3627 | WIDTH30_LENGTH60_HIGHT16_ORIENTATION225_WINDOWSRATIO20%_3Dview.U.png | WIDTH30_LENGTH60_HIGHT16_ORIENTATION225_WINDOWSRATIO20%.json
40 | 60 | 16 | 225 | 20% | 6072 | 1.2852 | 0.32131 | 45.277 | 1.3153 | 46.5923 | WIDTH40_LENGTH60_HIGHT16_ORIENTATION225_WINDOWSRATIO20%_3Dview.U.png | WIDTH40_LENGTH60_HIGHT16_ORIENTATION225_WINDOWSRATIO20%.json
50 | 60 | 16 | 225 | 20% | 6512 | 1.2813 | 0.32033 | 45.3693 | 1.2737 | 46.6431 | WIDTH50_LENGTH60_HIGHT16_ORIENTATION225_WINDOWSRATIO20%_3Dview.U.png | WIDTH50_LENGTH60_HIGHT16_ORIENTATION225_WINDOWSRATIO20%.json
60 | 60 | 16 | 225 | 20% | 6952 | 1.2779 | 0.31948 | 45.4321 | 1.2475 | 46.6796 | WIDTH60_LENGTH60_HIGHT16_ORIENTATION225_WINDOWSRATIO20%_3Dview.U.png | WIDTH60_LENGTH60_HIGHT16_ORIENTATION225_WINDOWSRATIO20%.json
30 | 30 | 8 | 270 | 20% | 1496 | 1.8449 | 0.46123 | 45.3338 | 1.3501 | 46.6839 | WIDTH30_LENGTH30_HIGHT8_ORIENTATION270_WINDOWSRATIO20%_3Dview.U.png | WIDTH30_LENGTH30_HIGHT8_ORIENTATION270_WINDOWSRATIO20%.json
40 | 30 | 8 | 270 | 20% | 1716 | 1.8298 | 0.45746 | 45.3756 | 1.3413 | 46.7169 | WIDTH40_LENGTH30_HIGHT8_ORIENTATION270_WINDOWSRATIO20%_3Dview.U.png | WIDTH40_LENGTH30_HIGHT8_ORIENTATION270_WINDOWSRATIO20%.json
50 | 30 | 8 | 270 | 20% | 1936 | 1.8182 | 0.45455 | 45.3341 | 1.3654 | 46.6995 | WIDTH50_LENGTH30_HIGHT8_ORIENTATION270_WINDOWSRATIO20%_3Dview.U.png | WIDTH50_LENGTH30_HIGHT8_ORIENTATION270_WINDOWSRATIO20%.json
60 | 30 | 8 | 270 | 20% | 2156 | 1.8089 | 0.45223 | 45.3297 | 1.3756 | 46.7053 | WIDTH60_LENGTH30_HIGHT8_ORIENTATION270_WINDOWSRATIO20%_3Dview.U.png | WIDTH60_LENGTH30_HIGHT8_ORIENTATION270_WINDOWSRATIO20%.json
30 | 40 | 8 | 270 | 20% | 1936 | 1.8182 | 0.45455 | 45.284 | 1.3372 | 46.6213 | WIDTH30_LENGTH40_HIGHT8_ORIENTATION270_WINDOWSRATIO20%_3Dview.U.png | WIDTH30_LENGTH40_HIGHT8_ORIENTATION270_WINDOWSRATIO20%.json
40 | 40 | 8 | 270 | 20% | 2156 | 1.8089 | 0.45223 | 45.3648 | 1.309 | 46.6738 | WIDTH40_LENGTH40_HIGHT8_ORIENTATION270_WINDOWSRATIO20%_3Dview.U.png | WIDTH40_LENGTH40_HIGHT8_ORIENTATION270_WINDOWSRATIO20%.json
50 | 40 | 8 | 270 | 20% | 2376 | 1.8013 | 0.45034 | 45.3397 | 1.33 | 46.6697 | WIDTH50_LENGTH40_HIGHT8_ORIENTATION270_WINDOWSRATIO20%_3Dview.U.png | WIDTH50_LENGTH40_HIGHT8_ORIENTATION270_WINDOWSRATIO20%.json
60 | 40 | 8 | 270 | 20% | 2596 | 1.7951 | 0.44877 | 45.3378 | 1.341 | 46.6788 | WIDTH60_LENGTH40_HIGHT8_ORIENTATION270_WINDOWSRATIO20%_3Dview.U.png | WIDTH60_LENGTH40_HIGHT8_ORIENTATION270_WINDOWSRATIO20%.json
30 | 50 | 8 | 270 | 20% | 2376 | 1.8013 | 0.45034 | 45.2468 | 1.3293 | 46.576 | WIDTH30_LENGTH50_HIGHT8_ORIENTATION270_WINDOWSRATIO20%_3Dview.U.png | WIDTH30_LENGTH50_HIGHT8_ORIENTATION270_WINDOWSRATIO20%.json
40 | 50 | 8 | 270 | 20% | 2596 | 1.7951 | 0.44877 | 45.3549 | 1.2869 | 46.6419 | WIDTH40_LENGTH50_HIGHT8_ORIENTATION270_WINDOWSRATIO20%_3Dview.U.png | WIDTH40_LENGTH50_HIGHT8_ORIENTATION270_WINDOWSRATIO20%.json
50 | 50 | 8 | 270 | 20% | 2816 | 1.7898 | 0.44744 | 45.3389 | 1.3044 | 46.6433 | WIDTH50_LENGTH50_HIGHT8_ORIENTATION270_WINDOWSRATIO20%_3Dview.U.png | WIDTH50_LENGTH50_HIGHT8_ORIENTATION270_WINDOWSRATIO20%.json
60 | 50 | 8 | 270 | 20% | 3036 | 1.7852 | 0.44631 | 45.3429 | 1.3157 | 46.6586 | WIDTH60_LENGTH50_HIGHT8_ORIENTATION270_WINDOWSRATIO20%_3Dview.U.png | WIDTH60_LENGTH50_HIGHT8_ORIENTATION270_WINDOWSRATIO20%.json
30 | 60 | 8 | 270 | 20% | 2816 | 1.7898 | 0.44744 | 45.1695 | 1.3371 | 46.5066 | WIDTH30_LENGTH60_HIGHT8_ORIENTATION270_WINDOWSRATIO20%_3Dview.U.png | WIDTH30_LENGTH60_HIGHT8_ORIENTATION270_WINDOWSRATIO20%.json
40 | 60 | 8 | 270 | 20% | 3036 | 1.7852 | 0.44631 | 45.2969 | 1.2827 | 46.5796 | WIDTH40_LENGTH60_HIGHT8_ORIENTATION270_WINDOWSRATIO20%_3Dview.U.png | WIDTH40_LENGTH60_HIGHT8_ORIENTATION270_WINDOWSRATIO20%.json
50 | 60 | 8 | 270 | 20% | 3256 | 1.7813 | 0.44533 | 45.2924 | 1.2976 | 46.59 | WIDTH50_LENGTH60_HIGHT8_ORIENTATION270_WINDOWSRATIO20%_3Dview.U.png | WIDTH50_LENGTH60_HIGHT8_ORIENTATION270_WINDOWSRATIO20%.json
60 | 60 | 8 | 270 | 20% | 3476 | 1.7779 | 0.44448 | 45.304 | 1.3063 | 46.6104 | WIDTH60_LENGTH60_HIGHT8_ORIENTATION270_WINDOWSRATIO20%_3Dview.U.png | WIDTH60_LENGTH60_HIGHT8_ORIENTATION270_WINDOWSRATIO20%.json
30 | 30 | 12 | 270 | 20% | 2244 | 1.5116 | 0.3779 | 45.4455 | 1.2773 | 46.7228 | WIDTH30_LENGTH30_HIGHT12_ORIENTATION270_WINDOWSRATIO20%_3Dview.U.png | WIDTH30_LENGTH30_HIGHT12_ORIENTATION270_WINDOWSRATIO20%.json
40 | 30 | 12 | 270 | 20% | 2574 | 1.4965 | 0.37413 | 45.5829 | 1.2151 | 46.798 | WIDTH40_LENGTH30_HIGHT12_ORIENTATION270_WINDOWSRATIO20%_3Dview.U.png | WIDTH40_LENGTH30_HIGHT12_ORIENTATION270_WINDOWSRATIO20%.json
50 | 30 | 12 | 270 | 20% | 2904 | 1.4848 | 0.37121 | 45.5498 | 1.2374 | 46.7872 | WIDTH50_LENGTH30_HIGHT12_ORIENTATION270_WINDOWSRATIO20%_3Dview.U.png | WIDTH50_LENGTH30_HIGHT12_ORIENTATION270_WINDOWSRATIO20%.json
60 | 30 | 12 | 270 | 20% | 3234 | 1.4756 | 0.36889 | 45.5495 | 1.246 | 46.7955 | WIDTH60_LENGTH30_HIGHT12_ORIENTATION270_WINDOWSRATIO20%_3Dview.U.png | WIDTH60_LENGTH30_HIGHT12_ORIENTATION270_WINDOWSRATIO20%.json
30 | 40 | 12 | 270 | 20% | 2904 | 1.4848 | 0.37121 | 45.3712 | 1.282 | 46.6532 | WIDTH30_LENGTH40_HIGHT12_ORIENTATION270_WINDOWSRATIO20%_3Dview.U.png | WIDTH30_LENGTH40_HIGHT12_ORIENTATION270_WINDOWSRATIO20%.json
40 | 40 | 12 | 270 | 20% | 3234 | 1.4756 | 0.36889 | 45.5858 | 1.1807 | 46.7665 | WIDTH40_LENGTH40_HIGHT12_ORIENTATION270_WINDOWSRATIO20%_3Dview.U.png | WIDTH40_LENGTH40_HIGHT12_ORIENTATION270_WINDOWSRATIO20%.json
50 | 40 | 12 | 270 | 20% | 3564 | 1.468 | 0.367 | 45.5628 | 1.1994 | 46.7622 | WIDTH50_LENGTH40_HIGHT12_ORIENTATION270_WINDOWSRATIO20%_3Dview.U.png | WIDTH50_LENGTH40_HIGHT12_ORIENTATION270_WINDOWSRATIO20%.json
60 | 40 | 12 | 270 | 20% | 3894 | 1.4617 | 0.36543 | 45.5623 | 1.21 | 46.7723 | WIDTH60_LENGTH40_HIGHT12_ORIENTATION270_WINDOWSRATIO20%_3Dview.U.png | WIDTH60_LENGTH40_HIGHT12_ORIENTATION270_WINDOWSRATIO20%.json
30 | 50 | 12 | 270 | 20% | 3564 | 1.468 | 0.367 | 45.3196 | 1.2837 | 46.6034 | WIDTH30_LENGTH50_HIGHT12_ORIENTATION270_WINDOWSRATIO20%_3Dview.U.png | WIDTH30_LENGTH50_HIGHT12_ORIENTATION270_WINDOWSRATIO20%.json
40 | 50 | 12 | 270 | 20% | 3894 | 1.4617 | 0.36543 | 45.5866 | 1.1568 | 46.7434 | WIDTH40_LENGTH50_HIGHT12_ORIENTATION270_WINDOWSRATIO20%_3Dview.U.png | WIDTH40_LENGTH50_HIGHT12_ORIENTATION270_WINDOWSRATIO20%.json
50 | 50 | 12 | 270 | 20% | 4224 | 1.4564 | 0.36411 | 45.572 | 1.1722 | 46.7442 | WIDTH50_LENGTH50_HIGHT12_ORIENTATION270_WINDOWSRATIO20%_3Dview.U.png | WIDTH50_LENGTH50_HIGHT12_ORIENTATION270_WINDOWSRATIO20%.json
60 | 50 | 12 | 270 | 20% | 4554 | 1.4519 | 0.36298 | 45.5746 | 1.1822 | 46.7568 | WIDTH60_LENGTH50_HIGHT12_ORIENTATION270_WINDOWSRATIO20%_3Dview.U.png | WIDTH60_LENGTH50_HIGHT12_ORIENTATION270_WINDOWSRATIO20%.json
30 | 60 | 12 | 270 | 20% | 4224 | 1.4564 | 0.36411 | 45.2256 | 1.3002 | 46.5258 | WIDTH30_LENGTH60_HIGHT12_ORIENTATION270_WINDOWSRATIO20%_3Dview.U.png | WIDTH30_LENGTH60_HIGHT12_ORIENTATION270_WINDOWSRATIO20%.json
40 | 60 | 12 | 270 | 20% | 4554 | 1.4519 | 0.36298 | 45.5386 | 1.1512 | 46.6898 | WIDTH40_LENGTH60_HIGHT12_ORIENTATION270_WINDOWSRATIO20%_3Dview.U.png | WIDTH40_LENGTH60_HIGHT12_ORIENTATION270_WINDOWSRATIO20%.json
50 | 60 | 12 | 270 | 20% | 4884 | 1.448 | 0.362 | 45.5353 | 1.1625 | 46.6978 | WIDTH50_LENGTH60_HIGHT12_ORIENTATION270_WINDOWSRATIO20%_3Dview.U.png | WIDTH50_LENGTH60_HIGHT12_ORIENTATION270_WINDOWSRATIO20%.json
60 | 60 | 12 | 270 | 20% | 5214 | 1.4446 | 0.36114 | 45.5415 | 1.1712 | 46.7127 | WIDTH60_LENGTH60_HIGHT12_ORIENTATION270_WINDOWSRATIO20%_3Dview.U.png | WIDTH60_LENGTH60_HIGHT12_ORIENTATION270_WINDOWSRATIO20%.json
30 | 30 | 16 | 270 | 20% | 2992 | 1.3449 | 0.33623 | 45.4651 | 1.2483 | 46.7133 | WIDTH30_LENGTH30_HIGHT16_ORIENTATION270_WINDOWSRATIO20%_3Dview.U.png | WIDTH30_LENGTH30_HIGHT16_ORIENTATION270_WINDOWSRATIO20%.json
40 | 30 | 16 | 270 | 20% | 3432 | 1.3298 | 0.33246 | 45.6515 | 1.1703 | 46.8218 | WIDTH40_LENGTH30_HIGHT16_ORIENTATION270_WINDOWSRATIO20%_3Dview.U.png | WIDTH40_LENGTH30_HIGHT16_ORIENTATION270_WINDOWSRATIO20%.json
50 | 30 | 16 | 270 | 20% | 3872 | 1.3182 | 0.32955 | 45.6236 | 1.1863 | 46.8098 | WIDTH50_LENGTH30_HIGHT16_ORIENTATION270_WINDOWSRATIO20%_3Dview.U.png | WIDTH50_LENGTH30_HIGHT16_ORIENTATION270_WINDOWSRATIO20%.json
60 | 30 | 16 | 270 | 20% | 4312 | 1.3089 | 0.32723 | 45.6265 | 1.1936 | 46.8201 | WIDTH60_LENGTH30_HIGHT16_ORIENTATION270_WINDOWSRATIO20%_3Dview.U.png | WIDTH60_LENGTH30_HIGHT16_ORIENTATION270_WINDOWSRATIO20%.json
30 | 40 | 16 | 270 | 20% | 3872 | 1.3182 | 0.32955 | 45.3698 | 1.2611 | 46.631 | WIDTH30_LENGTH40_HIGHT16_ORIENTATION270_WINDOWSRATIO20%_3Dview.U.png | WIDTH30_LENGTH40_HIGHT16_ORIENTATION270_WINDOWSRATIO20%.json
40 | 40 | 16 | 270 | 20% | 4312 | 1.3089 | 0.32723 | 45.6507 | 1.1387 | 46.7893 | WIDTH40_LENGTH40_HIGHT16_ORIENTATION270_WINDOWSRATIO20%_3Dview.U.png | WIDTH40_LENGTH40_HIGHT16_ORIENTATION270_WINDOWSRATIO20%.json
50 | 40 | 16 | 270 | 20% | 4752 | 1.3013 | 0.32534 | 45.6418 | 1.15 | 46.7918 | WIDTH50_LENGTH40_HIGHT16_ORIENTATION270_WINDOWSRATIO20%_3Dview.U.png | WIDTH50_LENGTH40_HIGHT16_ORIENTATION270_WINDOWSRATIO20%.json
60 | 40 | 16 | 270 | 20% | 5192 | 1.2951 | 0.32377 | 45.6436 | 1.1592 | 46.8028 | WIDTH60_LENGTH40_HIGHT16_ORIENTATION270_WINDOWSRATIO20%_3Dview.U.png | WIDTH60_LENGTH40_HIGHT16_ORIENTATION270_WINDOWSRATIO20%.json
30 | 50 | 16 | 270 | 20% | 4752 | 1.3013 | 0.32534 | 45.3062 | 1.2696 | 46.5758 | WIDTH30_LENGTH50_HIGHT16_ORIENTATION270_WINDOWSRATIO20%_3Dview.U.png | WIDTH30_LENGTH50_HIGHT16_ORIENTATION270_WINDOWSRATIO20%.json
40 | 50 | 16 | 270 | 20% | 5192 | 1.2951 | 0.32377 | 45.6501 | 1.1164 | 46.7665 | WIDTH40_LENGTH50_HIGHT16_ORIENTATION270_WINDOWSRATIO20%_3Dview.U.png | WIDTH40_LENGTH50_HIGHT16_ORIENTATION270_WINDOWSRATIO20%.json
50 | 50 | 16 | 270 | 20% | 5632 | 1.2898 | 0.32244 | 45.6543 | 1.12 | 46.7743 | WIDTH50_LENGTH50_HIGHT16_ORIENTATION270_WINDOWSRATIO20%_3Dview.U.png | WIDTH50_LENGTH50_HIGHT16_ORIENTATION270_WINDOWSRATIO20%.json
60 | 50 | 16 | 270 | 20% | 6072 | 1.2852 | 0.32131 | 45.658 | 1.1302 | 46.7882 | WIDTH60_LENGTH50_HIGHT16_ORIENTATION270_WINDOWSRATIO20%_3Dview.U.png | WIDTH60_LENGTH50_HIGHT16_ORIENTATION270_WINDOWSRATIO20%.json
30 | 60 | 16 | 270 | 20% | 5632 | 1.2898 | 0.32244 | 45.2012 | 1.2913 | 46.4926 | WIDTH30_LENGTH60_HIGHT16_ORIENTATION270_WINDOWSRATIO20%_3Dview.U.png | WIDTH30_LENGTH60_HIGHT16_ORIENTATION270_WINDOWSRATIO20%.json
40 | 60 | 16 | 270 | 20% | 6072 | 1.2852 | 0.32131 | 45.6028 | 1.1134 | 46.7162 | WIDTH40_LENGTH60_HIGHT16_ORIENTATION270_WINDOWSRATIO20%_3Dview.U.png | WIDTH40_LENGTH60_HIGHT16_ORIENTATION270_WINDOWSRATIO20%.json
50 | 60 | 16 | 270 | 20% | 6512 | 1.2813 | 0.32033 | 45.6207 | 1.1091 | 46.7298 | WIDTH50_LENGTH60_HIGHT16_ORIENTATION270_WINDOWSRATIO20%_3Dview.U.png | WIDTH50_LENGTH60_HIGHT16_ORIENTATION270_WINDOWSRATIO20%.json
60 | 60 | 16 | 270 | 20% | 6952 | 1.2779 | 0.31948 | 45.6299 | 1.1176 | 46.7475 | WIDTH60_LENGTH60_HIGHT16_ORIENTATION270_WINDOWSRATIO20%_3Dview.U.png | WIDTH60_LENGTH60_HIGHT16_ORIENTATION270_WINDOWSRATIO20%.json
30 | 30 | 8 | 315 | 20% | 1496 | 1.8449 | 0.46123 | 45.0932 | 1.4999 | 46.5931 | WIDTH30_LENGTH30_HIGHT8_ORIENTATION315_WINDOWSRATIO20%_3Dview.U.png | WIDTH30_LENGTH30_HIGHT8_ORIENTATION315_WINDOWSRATIO20%.json
40 | 30 | 8 | 315 | 20% | 1716 | 1.8298 | 0.45746 | 45.2135 | 1.4396 | 46.6531 | WIDTH40_LENGTH30_HIGHT8_ORIENTATION315_WINDOWSRATIO20%_3Dview.U.png | WIDTH40_LENGTH30_HIGHT8_ORIENTATION315_WINDOWSRATIO20%.json
50 | 30 | 8 | 315 | 20% | 1936 | 1.8182 | 0.45455 | 45.2118 | 1.4286 | 46.6403 | WIDTH50_LENGTH30_HIGHT8_ORIENTATION315_WINDOWSRATIO20%_3Dview.U.png | WIDTH50_LENGTH30_HIGHT8_ORIENTATION315_WINDOWSRATIO20%.json
60 | 30 | 8 | 315 | 20% | 2156 | 1.8089 | 0.45223 | 45.1774 | 1.4352 | 46.6126 | WIDTH60_LENGTH30_HIGHT8_ORIENTATION315_WINDOWSRATIO20%_3Dview.U.png | WIDTH60_LENGTH30_HIGHT8_ORIENTATION315_WINDOWSRATIO20%.json
30 | 40 | 8 | 315 | 20% | 1936 | 1.8182 | 0.45455 | 45.0149 | 1.5242 | 46.539 | WIDTH30_LENGTH40_HIGHT8_ORIENTATION315_WINDOWSRATIO20%_3Dview.U.png | WIDTH30_LENGTH40_HIGHT8_ORIENTATION315_WINDOWSRATIO20%.json
40 | 40 | 8 | 315 | 20% | 2156 | 1.8089 | 0.45223 | 45.1816 | 1.4495 | 46.6311 | WIDTH40_LENGTH40_HIGHT8_ORIENTATION315_WINDOWSRATIO20%_3Dview.U.png | WIDTH40_LENGTH40_HIGHT8_ORIENTATION315_WINDOWSRATIO20%.json
50 | 40 | 8 | 315 | 20% | 2376 | 1.8013 | 0.45034 | 45.1943 | 1.435 | 46.6293 | WIDTH50_LENGTH40_HIGHT8_ORIENTATION315_WINDOWSRATIO20%_3Dview.U.png | WIDTH50_LENGTH40_HIGHT8_ORIENTATION315_WINDOWSRATIO20%.json
60 | 40 | 8 | 315 | 20% | 2596 | 1.7951 | 0.44877 | 45.1676 | 1.4389 | 46.6064 | WIDTH60_LENGTH40_HIGHT8_ORIENTATION315_WINDOWSRATIO20%_3Dview.U.png | WIDTH60_LENGTH40_HIGHT8_ORIENTATION315_WINDOWSRATIO20%.json
30 | 50 | 8 | 315 | 20% | 2376 | 1.8013 | 0.45034 | 44.963 | 1.5394 | 46.5024 | WIDTH30_LENGTH50_HIGHT8_ORIENTATION315_WINDOWSRATIO20%_3Dview.U.png | WIDTH30_LENGTH50_HIGHT8_ORIENTATION315_WINDOWSRATIO20%.json
40 | 50 | 8 | 315 | 20% | 2596 | 1.7951 | 0.44877 | 45.1597 | 1.4567 | 46.6164 | WIDTH40_LENGTH50_HIGHT8_ORIENTATION315_WINDOWSRATIO20%_3Dview.U.png | WIDTH40_LENGTH50_HIGHT8_ORIENTATION315_WINDOWSRATIO20%.json
50 | 50 | 8 | 315 | 20% | 2816 | 1.7898 | 0.44744 | 45.1822 | 1.4401 | 46.6223 | WIDTH50_LENGTH50_HIGHT8_ORIENTATION315_WINDOWSRATIO20%_3Dview.U.png | WIDTH50_LENGTH50_HIGHT8_ORIENTATION315_WINDOWSRATIO20%.json
60 | 50 | 8 | 315 | 20% | 3036 | 1.7852 | 0.44631 | 45.1644 | 1.4415 | 46.6059 | WIDTH60_LENGTH50_HIGHT8_ORIENTATION315_WINDOWSRATIO20%_3Dview.U.png | WIDTH60_LENGTH50_HIGHT8_ORIENTATION315_WINDOWSRATIO20%.json
30 | 60 | 8 | 315 | 20% | 2816 | 1.7898 | 0.44744 | 44.8692 | 1.5641 | 46.4333 | WIDTH30_LENGTH60_HIGHT8_ORIENTATION315_WINDOWSRATIO20%_3Dview.U.png | WIDTH30_LENGTH60_HIGHT8_ORIENTATION315_WINDOWSRATIO20%.json
40 | 60 | 8 | 315 | 20% | 3036 | 1.7852 | 0.44631 | 45.0957 | 1.4725 | 46.5682 | WIDTH40_LENGTH60_HIGHT8_ORIENTATION315_WINDOWSRATIO20%_3Dview.U.png | WIDTH40_LENGTH60_HIGHT8_ORIENTATION315_WINDOWSRATIO20%.json
50 | 60 | 8 | 315 | 20% | 3256 | 1.7813 | 0.44533 | 45.1286 | 1.4538 | 46.5824 | WIDTH50_LENGTH60_HIGHT8_ORIENTATION315_WINDOWSRATIO20%_3Dview.U.png | WIDTH50_LENGTH60_HIGHT8_ORIENTATION315_WINDOWSRATIO20%.json
60 | 60 | 8 | 315 | 20% | 3476 | 1.7779 | 0.44448 | 45.1209 | 1.4525 | 46.5734 | WIDTH60_LENGTH60_HIGHT8_ORIENTATION315_WINDOWSRATIO20%_3Dview.U.png | WIDTH60_LENGTH60_HIGHT8_ORIENTATION315_WINDOWSRATIO20%.json
30 | 30 | 12 | 315 | 20% | 2244 | 1.5116 | 0.3779 | 45.2256 | 1.3966 | 46.6223 | WIDTH30_LENGTH30_HIGHT12_ORIENTATION315_WINDOWSRATIO20%_3Dview.U.png | WIDTH30_LENGTH30_HIGHT12_ORIENTATION315_WINDOWSRATIO20%.json
40 | 30 | 12 | 315 | 20% | 2574 | 1.4965 | 0.37413 | 45.407 | 1.3176 | 46.7246 | WIDTH40_LENGTH30_HIGHT12_ORIENTATION315_WINDOWSRATIO20%_3Dview.U.png | WIDTH40_LENGTH30_HIGHT12_ORIENTATION315_WINDOWSRATIO20%.json
50 | 30 | 12 | 315 | 20% | 2904 | 1.4848 | 0.37121 | 45.4317 | 1.2946 | 46.7263 | WIDTH50_LENGTH30_HIGHT12_ORIENTATION315_WINDOWSRATIO20%_3Dview.U.png | WIDTH50_LENGTH30_HIGHT12_ORIENTATION315_WINDOWSRATIO20%.json
60 | 30 | 12 | 315 | 20% | 3234 | 1.4756 | 0.36889 | 45.4053 | 1.2974 | 46.7027 | WIDTH60_LENGTH30_HIGHT12_ORIENTATION315_WINDOWSRATIO20%_3Dview.U.png | WIDTH60_LENGTH30_HIGHT12_ORIENTATION315_WINDOWSRATIO20%.json
30 | 40 | 12 | 315 | 20% | 2904 | 1.4848 | 0.37121 | 45.1262 | 1.4273 | 46.5535 | WIDTH30_LENGTH40_HIGHT12_ORIENTATION315_WINDOWSRATIO20%_3Dview.U.png | WIDTH30_LENGTH40_HIGHT12_ORIENTATION315_WINDOWSRATIO20%.json
40 | 40 | 12 | 315 | 20% | 3234 | 1.4756 | 0.36889 | 45.3666 | 1.3313 | 46.6979 | WIDTH40_LENGTH40_HIGHT12_ORIENTATION315_WINDOWSRATIO20%_3Dview.U.png | WIDTH40_LENGTH40_HIGHT12_ORIENTATION315_WINDOWSRATIO20%.json
50 | 40 | 12 | 315 | 20% | 3564 | 1.468 | 0.367 | 45.4089 | 1.3034 | 46.7123 | WIDTH50_LENGTH40_HIGHT12_ORIENTATION315_WINDOWSRATIO20%_3Dview.U.png | WIDTH50_LENGTH40_HIGHT12_ORIENTATION315_WINDOWSRATIO20%.json
60 | 40 | 12 | 315 | 20% | 3894 | 1.4617 | 0.36543 | 45.393 | 1.303 | 46.6959 | WIDTH60_LENGTH40_HIGHT12_ORIENTATION315_WINDOWSRATIO20%_3Dview.U.png | WIDTH60_LENGTH40_HIGHT12_ORIENTATION315_WINDOWSRATIO20%.json
30 | 50 | 12 | 315 | 20% | 3564 | 1.468 | 0.367 | 45.0602 | 1.4486 | 46.5088 | WIDTH30_LENGTH50_HIGHT12_ORIENTATION315_WINDOWSRATIO20%_3Dview.U.png | WIDTH30_LENGTH50_HIGHT12_ORIENTATION315_WINDOWSRATIO20%.json
40 | 50 | 12 | 315 | 20% | 3894 | 1.4617 | 0.36543 | 45.341 | 1.3395 | 46.6805 | WIDTH40_LENGTH50_HIGHT12_ORIENTATION315_WINDOWSRATIO20%_3Dview.U.png | WIDTH40_LENGTH50_HIGHT12_ORIENTATION315_WINDOWSRATIO20%.json
50 | 50 | 12 | 315 | 20% | 4224 | 1.4564 | 0.36411 | 45.3944 | 1.3094 | 46.7038 | WIDTH50_LENGTH50_HIGHT12_ORIENTATION315_WINDOWSRATIO20%_3Dview.U.png | WIDTH50_LENGTH50_HIGHT12_ORIENTATION315_WINDOWSRATIO20%.json
60 | 50 | 12 | 315 | 20% | 4554 | 1.4519 | 0.36298 | 45.3878 | 1.3061 | 46.694 | WIDTH60_LENGTH50_HIGHT12_ORIENTATION315_WINDOWSRATIO20%_3Dview.U.png | WIDTH60_LENGTH50_HIGHT12_ORIENTATION315_WINDOWSRATIO20%.json
30 | 60 | 12 | 315 | 20% | 4224 | 1.4564 | 0.36411 | 44.9584 | 1.4756 | 46.4341 | WIDTH30_LENGTH60_HIGHT12_ORIENTATION315_WINDOWSRATIO20%_3Dview.U.png | WIDTH30_LENGTH60_HIGHT12_ORIENTATION315_WINDOWSRATIO20%.json
40 | 60 | 12 | 315 | 20% | 4554 | 1.4519 | 0.36298 | 45.2731 | 1.3572 | 46.6303 | WIDTH40_LENGTH60_HIGHT12_ORIENTATION315_WINDOWSRATIO20%_3Dview.U.png | WIDTH40_LENGTH60_HIGHT12_ORIENTATION315_WINDOWSRATIO20%.json
50 | 60 | 12 | 315 | 20% | 4884 | 1.448 | 0.362 | 45.3401 | 1.3237 | 46.6638 | WIDTH50_LENGTH60_HIGHT12_ORIENTATION315_WINDOWSRATIO20%_3Dview.U.png | WIDTH50_LENGTH60_HIGHT12_ORIENTATION315_WINDOWSRATIO20%.json
60 | 60 | 12 | 315 | 20% | 5214 | 1.4446 | 0.36114 | 45.343 | 1.3179 | 46.6609 | WIDTH60_LENGTH60_HIGHT12_ORIENTATION315_WINDOWSRATIO20%_3Dview.U.png | WIDTH60_LENGTH60_HIGHT12_ORIENTATION315_WINDOWSRATIO20%.json
30 | 30 | 16 | 315 | 20% | 2992 | 1.3449 | 0.33623 | 45.2548 | 1.3575 | 46.6123 | WIDTH30_LENGTH30_HIGHT16_ORIENTATION315_WINDOWSRATIO20%_3Dview.U.png | WIDTH30_LENGTH30_HIGHT16_ORIENTATION315_WINDOWSRATIO20%.json
40 | 30 | 16 | 315 | 20% | 3432 | 1.3298 | 0.33246 | 45.457 | 1.2765 | 46.7335 | WIDTH40_LENGTH30_HIGHT16_ORIENTATION315_WINDOWSRATIO20%_3Dview.U.png | WIDTH40_LENGTH30_HIGHT16_ORIENTATION315_WINDOWSRATIO20%.json
50 | 30 | 16 | 315 | 20% | 3872 | 1.3182 | 0.32955 | 45.5072 | 1.2431 | 46.7503 | WIDTH50_LENGTH30_HIGHT16_ORIENTATION315_WINDOWSRATIO20%_3Dview.U.png | WIDTH50_LENGTH30_HIGHT16_ORIENTATION315_WINDOWSRATIO20%.json
60 | 30 | 16 | 315 | 20% | 4312 | 1.3089 | 0.32723 | 45.4919 | 1.2401 | 46.732 | WIDTH60_LENGTH30_HIGHT16_ORIENTATION315_WINDOWSRATIO20%_3Dview.U.png | WIDTH60_LENGTH30_HIGHT16_ORIENTATION315_WINDOWSRATIO20%.json
30 | 40 | 16 | 315 | 20% | 3872 | 1.3182 | 0.32955 | 45.1389 | 1.3923 | 46.5312 | WIDTH30_LENGTH40_HIGHT16_ORIENTATION315_WINDOWSRATIO20%_3Dview.U.png | WIDTH30_LENGTH40_HIGHT16_ORIENTATION315_WINDOWSRATIO20%.json
40 | 40 | 16 | 315 | 20% | 4312 | 1.3089 | 0.32723 | 45.4061 | 1.2916 | 46.6977 | WIDTH40_LENGTH40_HIGHT16_ORIENTATION315_WINDOWSRATIO20%_3Dview.U.png | WIDTH40_LENGTH40_HIGHT16_ORIENTATION315_WINDOWSRATIO20%.json
50 | 40 | 16 | 315 | 20% | 4752 | 1.3013 | 0.32534 | 45.4788 | 1.252 | 46.7308 | WIDTH50_LENGTH40_HIGHT16_ORIENTATION315_WINDOWSRATIO20%_3Dview.U.png | WIDTH50_LENGTH40_HIGHT16_ORIENTATION315_WINDOWSRATIO20%.json
60 | 40 | 16 | 315 | 20% | 5192 | 1.2951 | 0.32377 | 45.4766 | 1.2457 | 46.7223 | WIDTH60_LENGTH40_HIGHT16_ORIENTATION315_WINDOWSRATIO20%_3Dview.U.png | WIDTH60_LENGTH40_HIGHT16_ORIENTATION315_WINDOWSRATIO20%.json
30 | 50 | 16 | 315 | 20% | 4752 | 1.3013 | 0.32534 | 45.0612 | 1.4159 | 46.4772 | WIDTH30_LENGTH50_HIGHT16_ORIENTATION315_WINDOWSRATIO20%_3Dview.U.png | WIDTH30_LENGTH50_HIGHT16_ORIENTATION315_WINDOWSRATIO20%.json
40 | 50 | 16 | 315 | 20% | 5192 | 1.2951 | 0.32377 | 45.3732 | 1.3027 | 46.6758 | WIDTH40_LENGTH50_HIGHT16_ORIENTATION315_WINDOWSRATIO20%_3Dview.U.png | WIDTH40_LENGTH50_HIGHT16_ORIENTATION315_WINDOWSRATIO20%.json
50 | 50 | 16 | 315 | 20% | 5632 | 1.2898 | 0.32244 | 45.4598 | 1.259 | 46.7188 | WIDTH50_LENGTH50_HIGHT16_ORIENTATION315_WINDOWSRATIO20%_3Dview.U.png | WIDTH50_LENGTH50_HIGHT16_ORIENTATION315_WINDOWSRATIO20%.json
60 | 50 | 16 | 315 | 20% | 6072 | 1.2852 | 0.32131 | 45.4681 | 1.2496 | 46.7176 | WIDTH60_LENGTH50_HIGHT16_ORIENTATION315_WINDOWSRATIO20%_3Dview.U.png | WIDTH60_LENGTH50_HIGHT16_ORIENTATION315_WINDOWSRATIO20%.json
30 | 60 | 16 | 315 | 20% | 5632 | 1.2898 | 0.32244 | 44.9495 | 1.447 | 46.3966 | WIDTH30_LENGTH60_HIGHT16_ORIENTATION315_WINDOWSRATIO20%_3Dview.U.png | WIDTH30_LENGTH60_HIGHT16_ORIENTATION315_WINDOWSRATIO20%.json
40 | 60 | 16 | 315 | 20% | 6072 | 1.2852 | 0.32131 | 45.3016 | 1.3227 | 46.6243 | WIDTH40_LENGTH60_HIGHT16_ORIENTATION315_WINDOWSRATIO20%_3Dview.U.png | WIDTH40_LENGTH60_HIGHT16_ORIENTATION315_WINDOWSRATIO20%.json
50 | 60 | 16 | 315 | 20% | 6512 | 1.2813 | 0.32033 | 45.4036 | 1.274 | 46.6775 | WIDTH50_LENGTH60_HIGHT16_ORIENTATION315_WINDOWSRATIO20%_3Dview.U.png | WIDTH50_LENGTH60_HIGHT16_ORIENTATION315_WINDOWSRATIO20%.json
60 | 60 | 16 | 315 | 20% | 6952 | 1.2779 | 0.31948 | 45.4217 | 1.2618 | 46.6835 | WIDTH60_LENGTH60_HIGHT16_ORIENTATION315_WINDOWSRATIO20%_3Dview.U.png | WIDTH60_LENGTH60_HIGHT16_ORIENTATION315_WINDOWSRATIO20%.json
30 | 30 | 8 | 0 | 30% | 1496 | 1.8449 | 0.46123 | 46.1109 | 1.2392 | 47.3501 | WIDTH30_LENGTH30_HIGHT8_ORIENTATION0_WINDOWSRATIO30%_3Dview.U.png | WIDTH30_LENGTH30_HIGHT8_ORIENTATION0_WINDOWSRATIO30%.json
40 | 30 | 8 | 0 | 30% | 1716 | 1.8298 | 0.45746 | 46.2639 | 1.1629 | 47.4268 | WIDTH40_LENGTH30_HIGHT8_ORIENTATION0_WINDOWSRATIO30%_3Dview.U.png | WIDTH40_LENGTH30_HIGHT8_ORIENTATION0_WINDOWSRATIO30%.json
50 | 30 | 8 | 0 | 30% | 1936 | 1.8182 | 0.45455 | 46.3074 | 1.1256 | 47.4331 | WIDTH50_LENGTH30_HIGHT8_ORIENTATION0_WINDOWSRATIO30%_3Dview.U.png | WIDTH50_LENGTH30_HIGHT8_ORIENTATION0_WINDOWSRATIO30%.json
60 | 30 | 8 | 0 | 30% | 2156 | 1.8089 | 0.45223 | 46.279 | 1.1199 | 47.399 | WIDTH60_LENGTH30_HIGHT8_ORIENTATION0_WINDOWSRATIO30%_3Dview.U.png | WIDTH60_LENGTH30_HIGHT8_ORIENTATION0_WINDOWSRATIO30%.json
30 | 40 | 8 | 0 | 30% | 1936 | 1.8182 | 0.45455 | 45.993 | 1.2943 | 47.2873 | WIDTH30_LENGTH40_HIGHT8_ORIENTATION0_WINDOWSRATIO30%_3Dview.U.png | WIDTH30_LENGTH40_HIGHT8_ORIENTATION0_WINDOWSRATIO30%.json
40 | 40 | 8 | 0 | 30% | 2156 | 1.8089 | 0.45223 | 46.1918 | 1.2011 | 47.3929 | WIDTH40_LENGTH40_HIGHT8_ORIENTATION0_WINDOWSRATIO30%_3Dview.U.png | WIDTH40_LENGTH40_HIGHT8_ORIENTATION0_WINDOWSRATIO30%.json
50 | 40 | 8 | 0 | 30% | 2376 | 1.8013 | 0.45034 | 46.2489 | 1.1611 | 47.4101 | WIDTH50_LENGTH40_HIGHT8_ORIENTATION0_WINDOWSRATIO30%_3Dview.U.png | WIDTH50_LENGTH40_HIGHT8_ORIENTATION0_WINDOWSRATIO30%.json
60 | 40 | 8 | 0 | 30% | 2596 | 1.7951 | 0.44877 | 46.2365 | 1.151 | 47.3876 | WIDTH60_LENGTH40_HIGHT8_ORIENTATION0_WINDOWSRATIO30%_3Dview.U.png | WIDTH60_LENGTH40_HIGHT8_ORIENTATION0_WINDOWSRATIO30%.json
30 | 50 | 8 | 0 | 30% | 2376 | 1.8013 | 0.45034 | 45.9162 | 1.3305 | 47.2467 | WIDTH30_LENGTH50_HIGHT8_ORIENTATION0_WINDOWSRATIO30%_3Dview.U.png | WIDTH30_LENGTH50_HIGHT8_ORIENTATION0_WINDOWSRATIO30%.json
40 | 50 | 8 | 0 | 30% | 2596 | 1.7951 | 0.44877 | 46.142 | 1.2291 | 47.3711 | WIDTH40_LENGTH50_HIGHT8_ORIENTATION0_WINDOWSRATIO30%_3Dview.U.png | WIDTH40_LENGTH50_HIGHT8_ORIENTATION0_WINDOWSRATIO30%.json
50 | 50 | 8 | 0 | 30% | 2816 | 1.7898 | 0.44744 | 46.2065 | 1.1872 | 47.3937 | WIDTH50_LENGTH50_HIGHT8_ORIENTATION0_WINDOWSRATIO30%_3Dview.U.png | WIDTH50_LENGTH50_HIGHT8_ORIENTATION0_WINDOWSRATIO30%.json
60 | 50 | 8 | 0 | 30% | 3036 | 1.7852 | 0.44631 | 46.2056 | 1.174 | 47.3795 | WIDTH60_LENGTH50_HIGHT8_ORIENTATION0_WINDOWSRATIO30%_3Dview.U.png | WIDTH60_LENGTH50_HIGHT8_ORIENTATION0_WINDOWSRATIO30%.json
30 | 60 | 8 | 0 | 30% | 2816 | 1.7898 | 0.44744 | 45.8119 | 1.3674 | 47.1793 | WIDTH30_LENGTH60_HIGHT8_ORIENTATION0_WINDOWSRATIO30%_3Dview.U.png | WIDTH30_LENGTH60_HIGHT8_ORIENTATION0_WINDOWSRATIO30%.json
40 | 60 | 8 | 0 | 30% | 3036 | 1.7852 | 0.44631 | 46.0646 | 1.2577 | 47.3224 | WIDTH40_LENGTH60_HIGHT8_ORIENTATION0_WINDOWSRATIO30%_3Dview.U.png | WIDTH40_LENGTH60_HIGHT8_ORIENTATION0_WINDOWSRATIO30%.json
50 | 60 | 8 | 0 | 30% | 3256 | 1.7813 | 0.44533 | 46.1379 | 1.2136 | 47.3515 | WIDTH50_LENGTH60_HIGHT8_ORIENTATION0_WINDOWSRATIO30%_3Dview.U.png | WIDTH50_LENGTH60_HIGHT8_ORIENTATION0_WINDOWSRATIO30%.json
60 | 60 | 8 | 0 | 30% | 3476 | 1.7779 | 0.44448 | 46.1461 | 1.1987 | 47.3448 | WIDTH60_LENGTH60_HIGHT8_ORIENTATION0_WINDOWSRATIO30%_3Dview.U.png | WIDTH60_LENGTH60_HIGHT8_ORIENTATION0_WINDOWSRATIO30%.json
30 | 30 | 12 | 0 | 30% | 2244 | 1.5116 | 0.3779 | 46.2271 | 1.1273 | 47.3544 | WIDTH30_LENGTH30_HIGHT12_ORIENTATION0_WINDOWSRATIO30%_3Dview.U.png | WIDTH30_LENGTH30_HIGHT12_ORIENTATION0_WINDOWSRATIO30%.json
40 | 30 | 12 | 0 | 30% | 2574 | 1.4965 | 0.37413 | 46.4002 | 1.0479 | 47.4481 | WIDTH40_LENGTH30_HIGHT12_ORIENTATION0_WINDOWSRATIO30%_3Dview.U.png | WIDTH40_LENGTH30_HIGHT12_ORIENTATION0_WINDOWSRATIO30%.json
50 | 30 | 12 | 0 | 30% | 2904 | 1.4848 | 0.37121 | 46.4634 | 1.0054 | 47.4688 | WIDTH50_LENGTH30_HIGHT12_ORIENTATION0_WINDOWSRATIO30%_3Dview.U.png | WIDTH50_LENGTH30_HIGHT12_ORIENTATION0_WINDOWSRATIO30%.json
60 | 30 | 12 | 0 | 30% | 3234 | 1.4756 | 0.36889 | 46.4515 | 0.99583 | 47.4473 | WIDTH60_LENGTH30_HIGHT12_ORIENTATION0_WINDOWSRATIO30%_3Dview.U.png | WIDTH60_LENGTH30_HIGHT12_ORIENTATION0_WINDOWSRATIO30%.json
30 | 40 | 12 | 0 | 30% | 2904 | 1.4848 | 0.37121 | 46.0869 | 1.1894 | 47.2763 | WIDTH30_LENGTH40_HIGHT12_ORIENTATION0_WINDOWSRATIO30%_3Dview.U.png | WIDTH30_LENGTH40_HIGHT12_ORIENTATION0_WINDOWSRATIO30%.json
40 | 40 | 12 | 0 | 30% | 3234 | 1.4756 | 0.36889 | 46.3157 | 1.0896 | 47.4053 | WIDTH40_LENGTH40_HIGHT12_ORIENTATION0_WINDOWSRATIO30%_3Dview.U.png | WIDTH40_LENGTH40_HIGHT12_ORIENTATION0_WINDOWSRATIO30%.json
50 | 40 | 12 | 0 | 30% | 3564 | 1.468 | 0.367 | 46.3986 | 1.0426 | 47.4413 | WIDTH50_LENGTH40_HIGHT12_ORIENTATION0_WINDOWSRATIO30%_3Dview.U.png | WIDTH50_LENGTH40_HIGHT12_ORIENTATION0_WINDOWSRATIO30%.json
60 | 40 | 12 | 0 | 30% | 3894 | 1.4617 | 0.36543 | 46.4016 | 1.0292 | 47.4308 | WIDTH60_LENGTH40_HIGHT12_ORIENTATION0_WINDOWSRATIO30%_3Dview.U.png | WIDTH60_LENGTH40_HIGHT12_ORIENTATION0_WINDOWSRATIO30%.json
30 | 50 | 12 | 0 | 30% | 3564 | 1.468 | 0.367 | 45.9941 | 1.2306 | 47.2247 | WIDTH30_LENGTH50_HIGHT12_ORIENTATION0_WINDOWSRATIO30%_3Dview.U.png | WIDTH30_LENGTH50_HIGHT12_ORIENTATION0_WINDOWSRATIO30%.json
40 | 50 | 12 | 0 | 30% | 3894 | 1.4617 | 0.36543 | 46.2575 | 1.1197 | 47.3773 | WIDTH40_LENGTH50_HIGHT12_ORIENTATION0_WINDOWSRATIO30%_3Dview.U.png | WIDTH40_LENGTH50_HIGHT12_ORIENTATION0_WINDOWSRATIO30%.json
50 | 50 | 12 | 0 | 30% | 4224 | 1.4564 | 0.36411 | 46.3505 | 1.0697 | 47.4202 | WIDTH50_LENGTH50_HIGHT12_ORIENTATION0_WINDOWSRATIO30%_3Dview.U.png | WIDTH50_LENGTH50_HIGHT12_ORIENTATION0_WINDOWSRATIO30%.json
60 | 50 | 12 | 0 | 30% | 4554 | 1.4519 | 0.36298 | 46.3649 | 1.0533 | 47.4182 | WIDTH60_LENGTH50_HIGHT12_ORIENTATION0_WINDOWSRATIO30%_3Dview.U.png | WIDTH60_LENGTH50_HIGHT12_ORIENTATION0_WINDOWSRATIO30%.json
30 | 60 | 12 | 0 | 30% | 4224 | 1.4564 | 0.36411 | 45.8812 | 1.271 | 47.1522 | WIDTH30_LENGTH60_HIGHT12_ORIENTATION0_WINDOWSRATIO30%_3Dview.U.png | WIDTH30_LENGTH60_HIGHT12_ORIENTATION0_WINDOWSRATIO30%.json
40 | 60 | 12 | 0 | 30% | 4554 | 1.4519 | 0.36298 | 46.1749 | 1.1505 | 47.3254 | WIDTH40_LENGTH60_HIGHT12_ORIENTATION0_WINDOWSRATIO30%_3Dview.U.png | WIDTH40_LENGTH60_HIGHT12_ORIENTATION0_WINDOWSRATIO30%.json
50 | 60 | 12 | 0 | 30% | 4884 | 1.448 | 0.362 | 46.2788 | 1.097 | 47.3758 | WIDTH50_LENGTH60_HIGHT12_ORIENTATION0_WINDOWSRATIO30%_3Dview.U.png | WIDTH50_LENGTH60_HIGHT12_ORIENTATION0_WINDOWSRATIO30%.json
60 | 60 | 12 | 0 | 30% | 5214 | 1.4446 | 0.36114 | 46.3026 | 1.0777 | 47.3803 | WIDTH60_LENGTH60_HIGHT12_ORIENTATION0_WINDOWSRATIO30%_3Dview.U.png | WIDTH60_LENGTH60_HIGHT12_ORIENTATION0_WINDOWSRATIO30%.json
30 | 30 | 16 | 0 | 30% | 2992 | 1.3449 | 0.33623 | 46.2612 | 1.0793 | 47.3405 | WIDTH30_LENGTH30_HIGHT16_ORIENTATION0_WINDOWSRATIO30%_3Dview.U.png | WIDTH30_LENGTH30_HIGHT16_ORIENTATION0_WINDOWSRATIO30%.json
40 | 30 | 16 | 0 | 30% | 3432 | 1.3298 | 0.33246 | 46.4353 | 1.0016 | 47.437 | WIDTH40_LENGTH30_HIGHT16_ORIENTATION0_WINDOWSRATIO30%_3Dview.U.png | WIDTH40_LENGTH30_HIGHT16_ORIENTATION0_WINDOWSRATIO30%.json
50 | 30 | 16 | 0 | 30% | 3872 | 1.3182 | 0.32955 | 46.509 | 0.95727 | 47.4662 | WIDTH50_LENGTH30_HIGHT16_ORIENTATION0_WINDOWSRATIO30%_3Dview.U.png | WIDTH50_LENGTH30_HIGHT16_ORIENTATION0_WINDOWSRATIO30%.json
60 | 30 | 16 | 0 | 30% | 4312 | 1.3089 | 0.32723 | 46.5065 | 0.94425 | 47.4508 | WIDTH60_LENGTH30_HIGHT16_ORIENTATION0_WINDOWSRATIO30%_3Dview.U.png | WIDTH60_LENGTH30_HIGHT16_ORIENTATION0_WINDOWSRATIO30%.json
30 | 40 | 16 | 0 | 30% | 3872 | 1.3182 | 0.32955 | 46.1035 | 1.1473 | 47.2508 | WIDTH30_LENGTH40_HIGHT16_ORIENTATION0_WINDOWSRATIO30%_3Dview.U.png | WIDTH30_LENGTH40_HIGHT16_ORIENTATION0_WINDOWSRATIO30%.json
40 | 40 | 16 | 0 | 30% | 4312 | 1.3089 | 0.32723 | 46.3385 | 1.0483 | 47.3868 | WIDTH40_LENGTH40_HIGHT16_ORIENTATION0_WINDOWSRATIO30%_3Dview.U.png | WIDTH40_LENGTH40_HIGHT16_ORIENTATION0_WINDOWSRATIO30%.json
50 | 40 | 16 | 0 | 30% | 4752 | 1.3013 | 0.32534 | 46.4355 | 0.9975 | 47.433 | WIDTH50_LENGTH40_HIGHT16_ORIENTATION0_WINDOWSRATIO30%_3Dview.U.png | WIDTH50_LENGTH40_HIGHT16_ORIENTATION0_WINDOWSRATIO30%.json
60 | 40 | 16 | 0 | 30% | 5192 | 1.2951 | 0.32377 | 46.4492 | 0.98063 | 47.4298 | WIDTH60_LENGTH40_HIGHT16_ORIENTATION0_WINDOWSRATIO30%_3Dview.U.png | WIDTH60_LENGTH40_HIGHT16_ORIENTATION0_WINDOWSRATIO30%.json
30 | 50 | 16 | 0 | 30% | 4752 | 1.3013 | 0.32534 | 45.9985 | 1.192 | 47.1905 | WIDTH30_LENGTH50_HIGHT16_ORIENTATION0_WINDOWSRATIO30%_3Dview.U.png | WIDTH30_LENGTH50_HIGHT16_ORIENTATION0_WINDOWSRATIO30%.json
40 | 50 | 16 | 0 | 30% | 5192 | 1.2951 | 0.32377 | 46.2726 | 1.0809 | 47.3535 | WIDTH40_LENGTH50_HIGHT16_ORIENTATION0_WINDOWSRATIO30%_3Dview.U.png | WIDTH40_LENGTH50_HIGHT16_ORIENTATION0_WINDOWSRATIO30%.json
50 | 50 | 16 | 0 | 30% | 5632 | 1.2898 | 0.32244 | 46.3833 | 1.025 | 47.4082 | WIDTH50_LENGTH50_HIGHT16_ORIENTATION0_WINDOWSRATIO30%_3Dview.U.png | WIDTH50_LENGTH50_HIGHT16_ORIENTATION0_WINDOWSRATIO30%.json
60 | 50 | 16 | 0 | 30% | 6072 | 1.2852 | 0.32131 | 46.4098 | 1.0051 | 47.4149 | WIDTH60_LENGTH50_HIGHT16_ORIENTATION0_WINDOWSRATIO30%_3Dview.U.png | WIDTH60_LENGTH50_HIGHT16_ORIENTATION0_WINDOWSRATIO30%.json
30 | 60 | 16 | 0 | 30% | 5632 | 1.2898 | 0.32244 | 45.8763 | 1.236 | 47.1123 | WIDTH30_LENGTH60_HIGHT16_ORIENTATION0_WINDOWSRATIO30%_3Dview.U.png | WIDTH30_LENGTH60_HIGHT16_ORIENTATION0_WINDOWSRATIO30%.json
40 | 60 | 16 | 0 | 30% | 6072 | 1.2852 | 0.32131 | 46.1834 | 1.1148 | 47.2982 | WIDTH40_LENGTH60_HIGHT16_ORIENTATION0_WINDOWSRATIO30%_3Dview.U.png | WIDTH40_LENGTH60_HIGHT16_ORIENTATION0_WINDOWSRATIO30%.json
50 | 60 | 16 | 0 | 30% | 6512 | 1.2813 | 0.32033 | 46.3087 | 1.0546 | 47.3632 | WIDTH50_LENGTH60_HIGHT16_ORIENTATION0_WINDOWSRATIO30%_3Dview.U.png | WIDTH50_LENGTH60_HIGHT16_ORIENTATION0_WINDOWSRATIO30%.json
60 | 60 | 16 | 0 | 30% | 6952 | 1.2779 | 0.31948 | 46.3459 | 1.0304 | 47.3764 | WIDTH60_LENGTH60_HIGHT16_ORIENTATION0_WINDOWSRATIO30%_3Dview.U.png | WIDTH60_LENGTH60_HIGHT16_ORIENTATION0_WINDOWSRATIO30%.json
30 | 30 | 8 | 45 | 30% | 1496 | 1.8449 | 0.46123 | 46.0391 | 1.2734 | 47.3125 | WIDTH30_LENGTH30_HIGHT8_ORIENTATION45_WINDOWSRATIO30%_3Dview.U.png | WIDTH30_LENGTH30_HIGHT8_ORIENTATION45_WINDOWSRATIO30%.json
40 | 30 | 8 | 45 | 30% | 1716 | 1.8298 | 0.45746 | 46.1768 | 1.2064 | 47.3832 | WIDTH40_LENGTH30_HIGHT8_ORIENTATION45_WINDOWSRATIO30%_3Dview.U.png | WIDTH40_LENGTH30_HIGHT8_ORIENTATION45_WINDOWSRATIO30%.json
50 | 30 | 8 | 45 | 30% | 1936 | 1.8182 | 0.45455 | 46.1838 | 1.1956 | 47.3794 | WIDTH50_LENGTH30_HIGHT8_ORIENTATION45_WINDOWSRATIO30%_3Dview.U.png | WIDTH50_LENGTH30_HIGHT8_ORIENTATION45_WINDOWSRATIO30%.json
60 | 30 | 8 | 45 | 30% | 2156 | 1.8089 | 0.45223 | 46.1379 | 1.2085 | 47.3463 | WIDTH60_LENGTH30_HIGHT8_ORIENTATION45_WINDOWSRATIO30%_3Dview.U.png | WIDTH60_LENGTH30_HIGHT8_ORIENTATION45_WINDOWSRATIO30%.json
30 | 40 | 8 | 45 | 30% | 1936 | 1.8182 | 0.45455 | 45.9497 | 1.2974 | 47.247 | WIDTH30_LENGTH40_HIGHT8_ORIENTATION45_WINDOWSRATIO30%_3Dview.U.png | WIDTH30_LENGTH40_HIGHT8_ORIENTATION45_WINDOWSRATIO30%.json
40 | 40 | 8 | 45 | 30% | 2156 | 1.8089 | 0.45223 | 46.1366 | 1.2137 | 47.3502 | WIDTH40_LENGTH40_HIGHT8_ORIENTATION45_WINDOWSRATIO30%_3Dview.U.png | WIDTH40_LENGTH40_HIGHT8_ORIENTATION45_WINDOWSRATIO30%.json
50 | 40 | 8 | 45 | 30% | 2376 | 1.8013 | 0.45034 | 46.1579 | 1.1977 | 47.3556 | WIDTH50_LENGTH40_HIGHT8_ORIENTATION45_WINDOWSRATIO30%_3Dview.U.png | WIDTH50_LENGTH40_HIGHT8_ORIENTATION45_WINDOWSRATIO30%.json
60 | 40 | 8 | 45 | 30% | 2596 | 1.7951 | 0.44877 | 46.1233 | 1.2085 | 47.3317 | WIDTH60_LENGTH40_HIGHT8_ORIENTATION45_WINDOWSRATIO30%_3Dview.U.png | WIDTH60_LENGTH40_HIGHT8_ORIENTATION45_WINDOWSRATIO30%.json
30 | 50 | 8 | 45 | 30% | 2376 | 1.8013 | 0.45034 | 45.8888 | 1.3133 | 47.2021 | WIDTH30_LENGTH50_HIGHT8_ORIENTATION45_WINDOWSRATIO30%_3Dview.U.png | WIDTH30_LENGTH50_HIGHT8_ORIENTATION45_WINDOWSRATIO30%.json
40 | 50 | 8 | 45 | 30% | 2596 | 1.7951 | 0.44877 | 46.1094 | 1.2189 | 47.3283 | WIDTH40_LENGTH50_HIGHT8_ORIENTATION45_WINDOWSRATIO30%_3Dview.U.png | WIDTH40_LENGTH50_HIGHT8_ORIENTATION45_WINDOWSRATIO30%.json
50 | 50 | 8 | 45 | 30% | 2816 | 1.7898 | 0.44744 | 46.1398 | 1.2003 | 47.3402 | WIDTH50_LENGTH50_HIGHT8_ORIENTATION45_WINDOWSRATIO30%_3Dview.U.png | WIDTH50_LENGTH50_HIGHT8_ORIENTATION45_WINDOWSRATIO30%.json
60 | 50 | 8 | 45 | 30% | 3036 | 1.7852 | 0.44631 | 46.1146 | 1.207 | 47.3217 | WIDTH60_LENGTH50_HIGHT8_ORIENTATION45_WINDOWSRATIO30%_3Dview.U.png | WIDTH60_LENGTH50_HIGHT8_ORIENTATION45_WINDOWSRATIO30%.json
30 | 60 | 8 | 45 | 30% | 2816 | 1.7898 | 0.44744 | 45.7898 | 1.3408 | 47.1306 | WIDTH30_LENGTH60_HIGHT8_ORIENTATION45_WINDOWSRATIO30%_3Dview.U.png | WIDTH30_LENGTH60_HIGHT8_ORIENTATION45_WINDOWSRATIO30%.json
40 | 60 | 8 | 45 | 30% | 3036 | 1.7852 | 0.44631 | 46.039 | 1.2346 | 47.2736 | WIDTH40_LENGTH60_HIGHT8_ORIENTATION45_WINDOWSRATIO30%_3Dview.U.png | WIDTH40_LENGTH60_HIGHT8_ORIENTATION45_WINDOWSRATIO30%.json
50 | 60 | 8 | 45 | 30% | 3256 | 1.7813 | 0.44533 | 46.0805 | 1.2135 | 47.294 | WIDTH50_LENGTH60_HIGHT8_ORIENTATION45_WINDOWSRATIO30%_3Dview.U.png | WIDTH50_LENGTH60_HIGHT8_ORIENTATION45_WINDOWSRATIO30%.json
60 | 60 | 8 | 45 | 30% | 3476 | 1.7779 | 0.44448 | 46.0672 | 1.2161 | 47.2833 | WIDTH60_LENGTH60_HIGHT8_ORIENTATION45_WINDOWSRATIO30%_3Dview.U.png | WIDTH60_LENGTH60_HIGHT8_ORIENTATION45_WINDOWSRATIO30%.json
30 | 30 | 12 | 45 | 30% | 2244 | 1.5116 | 0.3779 | 46.1411 | 1.1748 | 47.3159 | WIDTH30_LENGTH30_HIGHT12_ORIENTATION45_WINDOWSRATIO30%_3Dview.U.png | WIDTH30_LENGTH30_HIGHT12_ORIENTATION45_WINDOWSRATIO30%.json
40 | 30 | 12 | 45 | 30% | 2574 | 1.4965 | 0.37413 | 46.3294 | 1.0903 | 47.4197 | WIDTH40_LENGTH30_HIGHT12_ORIENTATION45_WINDOWSRATIO30%_3Dview.U.png | WIDTH40_LENGTH30_HIGHT12_ORIENTATION45_WINDOWSRATIO30%.json
50 | 30 | 12 | 45 | 30% | 2904 | 1.4848 | 0.37121 | 46.3609 | 1.0663 | 47.4272 | WIDTH50_LENGTH30_HIGHT12_ORIENTATION45_WINDOWSRATIO30%_3Dview.U.png | WIDTH50_LENGTH30_HIGHT12_ORIENTATION45_WINDOWSRATIO30%.json
60 | 30 | 12 | 45 | 30% | 3234 | 1.4756 | 0.36889 | 46.3243 | 1.0747 | 47.399 | WIDTH60_LENGTH30_HIGHT12_ORIENTATION45_WINDOWSRATIO30%_3Dview.U.png | WIDTH60_LENGTH30_HIGHT12_ORIENTATION45_WINDOWSRATIO30%.json
30 | 40 | 12 | 45 | 30% | 2904 | 1.4848 | 0.37121 | 46.0351 | 1.2057 | 47.2407 | WIDTH30_LENGTH40_HIGHT12_ORIENTATION45_WINDOWSRATIO30%_3Dview.U.png | WIDTH30_LENGTH40_HIGHT12_ORIENTATION45_WINDOWSRATIO30%.json
40 | 40 | 12 | 45 | 30% | 3234 | 1.4756 | 0.36889 | 46.2872 | 1.1009 | 47.3882 | WIDTH40_LENGTH40_HIGHT12_ORIENTATION45_WINDOWSRATIO30%_3Dview.U.png | WIDTH40_LENGTH40_HIGHT12_ORIENTATION45_WINDOWSRATIO30%.json
50 | 40 | 12 | 45 | 30% | 3564 | 1.468 | 0.367 | 46.3389 | 1.0704 | 47.4093 | WIDTH50_LENGTH40_HIGHT12_ORIENTATION45_WINDOWSRATIO30%_3Dview.U.png | WIDTH50_LENGTH40_HIGHT12_ORIENTATION45_WINDOWSRATIO30%.json
60 | 40 | 12 | 45 | 30% | 3894 | 1.4617 | 0.36543 | 46.3139 | 1.0749 | 47.3888 | WIDTH60_LENGTH40_HIGHT12_ORIENTATION45_WINDOWSRATIO30%_3Dview.U.png | WIDTH60_LENGTH40_HIGHT12_ORIENTATION45_WINDOWSRATIO30%.json
30 | 50 | 12 | 45 | 30% | 3564 | 1.468 | 0.367 | 45.9627 | 1.2273 | 47.1901 | WIDTH30_LENGTH50_HIGHT12_ORIENTATION45_WINDOWSRATIO30%_3Dview.U.png | WIDTH30_LENGTH50_HIGHT12_ORIENTATION45_WINDOWSRATIO30%.json
40 | 50 | 12 | 45 | 30% | 3894 | 1.4617 | 0.36543 | 46.2593 | 1.1082 | 47.3675 | WIDTH40_LENGTH50_HIGHT12_ORIENTATION45_WINDOWSRATIO30%_3Dview.U.png | WIDTH40_LENGTH50_HIGHT12_ORIENTATION45_WINDOWSRATIO30%.json
50 | 50 | 12 | 45 | 30% | 4224 | 1.4564 | 0.36411 | 46.3232 | 1.0732 | 47.3964 | WIDTH50_LENGTH50_HIGHT12_ORIENTATION45_WINDOWSRATIO30%_3Dview.U.png | WIDTH50_LENGTH50_HIGHT12_ORIENTATION45_WINDOWSRATIO30%.json
60 | 50 | 12 | 45 | 30% | 4554 | 1.4519 | 0.36298 | 46.3086 | 1.0739 | 47.3826 | WIDTH60_LENGTH50_HIGHT12_ORIENTATION45_WINDOWSRATIO30%_3Dview.U.png | WIDTH60_LENGTH50_HIGHT12_ORIENTATION45_WINDOWSRATIO30%.json
30 | 60 | 12 | 45 | 30% | 4224 | 1.4564 | 0.36411 | 45.8525 | 1.2576 | 47.1101 | WIDTH30_LENGTH60_HIGHT12_ORIENTATION45_WINDOWSRATIO30%_3Dview.U.png | WIDTH30_LENGTH60_HIGHT12_ORIENTATION45_WINDOWSRATIO30%.json
40 | 60 | 12 | 45 | 30% | 4554 | 1.4519 | 0.36298 | 46.1885 | 1.1248 | 47.3133 | WIDTH40_LENGTH60_HIGHT12_ORIENTATION45_WINDOWSRATIO30%_3Dview.U.png | WIDTH40_LENGTH60_HIGHT12_ORIENTATION45_WINDOWSRATIO30%.json
50 | 60 | 12 | 45 | 30% | 4884 | 1.448 | 0.362 | 46.267 | 1.0862 | 47.3532 | WIDTH50_LENGTH60_HIGHT12_ORIENTATION45_WINDOWSRATIO30%_3Dview.U.png | WIDTH50_LENGTH60_HIGHT12_ORIENTATION45_WINDOWSRATIO30%.json
60 | 60 | 12 | 45 | 30% | 5214 | 1.4446 | 0.36114 | 46.2634 | 1.0829 | 47.3462 | WIDTH60_LENGTH60_HIGHT12_ORIENTATION45_WINDOWSRATIO30%_3Dview.U.png | WIDTH60_LENGTH60_HIGHT12_ORIENTATION45_WINDOWSRATIO30%.json
30 | 30 | 16 | 45 | 30% | 2992 | 1.3449 | 0.33623 | 46.1593 | 1.1354 | 47.2947 | WIDTH30_LENGTH30_HIGHT16_ORIENTATION45_WINDOWSRATIO30%_3Dview.U.png | WIDTH30_LENGTH30_HIGHT16_ORIENTATION45_WINDOWSRATIO30%.json
40 | 30 | 16 | 45 | 30% | 3432 | 1.3298 | 0.33246 | 46.3589 | 1.051 | 47.4099 | WIDTH40_LENGTH30_HIGHT16_ORIENTATION45_WINDOWSRATIO30%_3Dview.U.png | WIDTH40_LENGTH30_HIGHT16_ORIENTATION45_WINDOWSRATIO30%.json
50 | 30 | 16 | 45 | 30% | 3872 | 1.3182 | 0.32955 | 46.4156 | 1.0158 | 47.4314 | WIDTH50_LENGTH30_HIGHT16_ORIENTATION45_WINDOWSRATIO30%_3Dview.U.png | WIDTH50_LENGTH30_HIGHT16_ORIENTATION45_WINDOWSRATIO30%.json
60 | 30 | 16 | 45 | 30% | 4312 | 1.3089 | 0.32723 | 46.3914 | 1.0181 | 47.4095 | WIDTH60_LENGTH30_HIGHT16_ORIENTATION45_WINDOWSRATIO30%_3Dview.U.png | WIDTH60_LENGTH30_HIGHT16_ORIENTATION45_WINDOWSRATIO30%.json
30 | 40 | 16 | 45 | 30% | 3872 | 1.3182 | 0.32955 | 46.0386 | 1.1726 | 47.2112 | WIDTH30_LENGTH40_HIGHT16_ORIENTATION45_WINDOWSRATIO30%_3Dview.U.png | WIDTH30_LENGTH40_HIGHT16_ORIENTATION45_WINDOWSRATIO30%.json
40 | 40 | 16 | 45 | 30% | 4312 | 1.3089 | 0.32723 | 46.3091 | 1.065 | 47.3741 | WIDTH40_LENGTH40_HIGHT16_ORIENTATION45_WINDOWSRATIO30%_3Dview.U.png | WIDTH40_LENGTH40_HIGHT16_ORIENTATION45_WINDOWSRATIO30%.json
50 | 40 | 16 | 45 | 30% | 4752 | 1.3013 | 0.32534 | 46.3905 | 1.0221 | 47.4126 | WIDTH50_LENGTH40_HIGHT16_ORIENTATION45_WINDOWSRATIO30%_3Dview.U.png | WIDTH50_LENGTH40_HIGHT16_ORIENTATION45_WINDOWSRATIO30%.json
60 | 40 | 16 | 45 | 30% | 5192 | 1.2951 | 0.32377 | 46.3807 | 1.0191 | 47.3998 | WIDTH60_LENGTH40_HIGHT16_ORIENTATION45_WINDOWSRATIO30%_3Dview.U.png | WIDTH60_LENGTH40_HIGHT16_ORIENTATION45_WINDOWSRATIO30%.json
30 | 50 | 16 | 45 | 30% | 4752 | 1.3013 | 0.32534 | 45.9551 | 1.1983 | 47.1534 | WIDTH30_LENGTH50_HIGHT16_ORIENTATION45_WINDOWSRATIO30%_3Dview.U.png | WIDTH30_LENGTH50_HIGHT16_ORIENTATION45_WINDOWSRATIO30%.json
40 | 50 | 16 | 45 | 30% | 5192 | 1.2951 | 0.32377 | 46.2756 | 1.0749 | 47.3505 | WIDTH40_LENGTH50_HIGHT16_ORIENTATION45_WINDOWSRATIO30%_3Dview.U.png | WIDTH40_LENGTH50_HIGHT16_ORIENTATION45_WINDOWSRATIO30%.json
50 | 50 | 16 | 45 | 30% | 5632 | 1.2898 | 0.32244 | 46.3735 | 1.0261 | 47.3996 | WIDTH50_LENGTH50_HIGHT16_ORIENTATION45_WINDOWSRATIO30%_3Dview.U.png | WIDTH50_LENGTH50_HIGHT16_ORIENTATION45_WINDOWSRATIO30%.json
60 | 50 | 16 | 45 | 30% | 6072 | 1.2852 | 0.32131 | 46.3756 | 1.0195 | 47.3951 | WIDTH60_LENGTH50_HIGHT16_ORIENTATION45_WINDOWSRATIO30%_3Dview.U.png | WIDTH60_LENGTH50_HIGHT16_ORIENTATION45_WINDOWSRATIO30%.json
30 | 60 | 16 | 45 | 30% | 5632 | 1.2898 | 0.32244 | 45.8351 | 1.2323 | 47.0674 | WIDTH30_LENGTH60_HIGHT16_ORIENTATION45_WINDOWSRATIO30%_3Dview.U.png | WIDTH30_LENGTH60_HIGHT16_ORIENTATION45_WINDOWSRATIO30%.json
40 | 60 | 16 | 45 | 30% | 6072 | 1.2852 | 0.32131 | 46.2017 | 1.0944 | 47.2961 | WIDTH40_LENGTH60_HIGHT16_ORIENTATION45_WINDOWSRATIO30%_3Dview.U.png | WIDTH40_LENGTH60_HIGHT16_ORIENTATION45_WINDOWSRATIO30%.json
50 | 60 | 16 | 45 | 30% | 6512 | 1.2813 | 0.32033 | 46.3166 | 1.0408 | 47.3573 | WIDTH50_LENGTH60_HIGHT16_ORIENTATION45_WINDOWSRATIO30%_3Dview.U.png | WIDTH50_LENGTH60_HIGHT16_ORIENTATION45_WINDOWSRATIO30%.json
60 | 60 | 16 | 45 | 30% | 6952 | 1.2779 | 0.31948 | 46.3305 | 1.0293 | 47.3599 | WIDTH60_LENGTH60_HIGHT16_ORIENTATION45_WINDOWSRATIO30%_3Dview.U.png | WIDTH60_LENGTH60_HIGHT16_ORIENTATION45_WINDOWSRATIO30%.json
30 | 30 | 8 | 90 | 30% | 1496 | 1.8449 | 0.46123 | 46.3077 | 1.1201 | 47.4278 | WIDTH30_LENGTH30_HIGHT8_ORIENTATION90_WINDOWSRATIO30%_3Dview.U.png | WIDTH30_LENGTH30_HIGHT8_ORIENTATION90_WINDOWSRATIO30%.json
40 | 30 | 8 | 90 | 30% | 1716 | 1.8298 | 0.45746 | 46.3457 | 1.1071 | 47.4528 | WIDTH40_LENGTH30_HIGHT8_ORIENTATION90_WINDOWSRATIO30%_3Dview.U.png | WIDTH40_LENGTH30_HIGHT8_ORIENTATION90_WINDOWSRATIO30%.json
50 | 30 | 8 | 90 | 30% | 1936 | 1.8182 | 0.45455 | 46.3161 | 1.1225 | 47.4385 | WIDTH50_LENGTH30_HIGHT8_ORIENTATION90_WINDOWSRATIO30%_3Dview.U.png | WIDTH50_LENGTH30_HIGHT8_ORIENTATION90_WINDOWSRATIO30%.json
60 | 30 | 8 | 90 | 30% | 2156 | 1.8089 | 0.45223 | 46.2784 | 1.1429 | 47.4213 | WIDTH60_LENGTH30_HIGHT8_ORIENTATION90_WINDOWSRATIO30%_3Dview.U.png | WIDTH60_LENGTH30_HIGHT8_ORIENTATION90_WINDOWSRATIO30%.json
30 | 40 | 8 | 90 | 30% | 1936 | 1.8182 | 0.45455 | 46.2722 | 1.105 | 47.3772 | WIDTH30_LENGTH40_HIGHT8_ORIENTATION90_WINDOWSRATIO30%_3Dview.U.png | WIDTH30_LENGTH40_HIGHT8_ORIENTATION90_WINDOWSRATIO30%.json
40 | 40 | 8 | 90 | 30% | 2156 | 1.8089 | 0.45223 | 46.3539 | 1.071 | 47.4249 | WIDTH40_LENGTH40_HIGHT8_ORIENTATION90_WINDOWSRATIO30%_3Dview.U.png | WIDTH40_LENGTH40_HIGHT8_ORIENTATION90_WINDOWSRATIO30%.json
50 | 40 | 8 | 90 | 30% | 2376 | 1.8013 | 0.45034 | 46.3347 | 1.0854 | 47.4202 | WIDTH50_LENGTH40_HIGHT8_ORIENTATION90_WINDOWSRATIO30%_3Dview.U.png | WIDTH50_LENGTH40_HIGHT8_ORIENTATION90_WINDOWSRATIO30%.json
60 | 40 | 8 | 90 | 30% | 2596 | 1.7951 | 0.44877 | 46.3049 | 1.1061 | 47.4109 | WIDTH60_LENGTH40_HIGHT8_ORIENTATION90_WINDOWSRATIO30%_3Dview.U.png | WIDTH60_LENGTH40_HIGHT8_ORIENTATION90_WINDOWSRATIO30%.json
30 | 50 | 8 | 90 | 30% | 2376 | 1.8013 | 0.45034 | 46.2439 | 1.0964 | 47.3403 | WIDTH30_LENGTH50_HIGHT8_ORIENTATION90_WINDOWSRATIO30%_3Dview.U.png | WIDTH30_LENGTH50_HIGHT8_ORIENTATION90_WINDOWSRATIO30%.json
40 | 50 | 8 | 90 | 30% | 2596 | 1.7951 | 0.44877 | 46.3578 | 1.0482 | 47.4059 | WIDTH40_LENGTH50_HIGHT8_ORIENTATION90_WINDOWSRATIO30%_3Dview.U.png | WIDTH40_LENGTH50_HIGHT8_ORIENTATION90_WINDOWSRATIO30%.json
50 | 50 | 8 | 90 | 30% | 2816 | 1.7898 | 0.44744 | 46.347 | 1.0611 | 47.4081 | WIDTH50_LENGTH50_HIGHT8_ORIENTATION90_WINDOWSRATIO30%_3Dview.U.png | WIDTH50_LENGTH50_HIGHT8_ORIENTATION90_WINDOWSRATIO30%.json
60 | 50 | 8 | 90 | 30% | 3036 | 1.7852 | 0.44631 | 46.3238 | 1.0767 | 47.4005 | WIDTH60_LENGTH50_HIGHT8_ORIENTATION90_WINDOWSRATIO30%_3Dview.U.png | WIDTH60_LENGTH50_HIGHT8_ORIENTATION90_WINDOWSRATIO30%.json
30 | 60 | 8 | 90 | 30% | 2816 | 1.7898 | 0.44744 | 46.1639 | 1.1043 | 47.2682 | WIDTH30_LENGTH60_HIGHT8_ORIENTATION90_WINDOWSRATIO30%_3Dview.U.png | WIDTH30_LENGTH60_HIGHT8_ORIENTATION90_WINDOWSRATIO30%.json
40 | 60 | 8 | 90 | 30% | 3036 | 1.7852 | 0.44631 | 46.3077 | 1.043 | 47.3507 | WIDTH40_LENGTH60_HIGHT8_ORIENTATION90_WINDOWSRATIO30%_3Dview.U.png | WIDTH40_LENGTH60_HIGHT8_ORIENTATION90_WINDOWSRATIO30%.json
50 | 60 | 8 | 90 | 30% | 3256 | 1.7813 | 0.44533 | 46.3077 | 1.053 | 47.3607 | WIDTH50_LENGTH60_HIGHT8_ORIENTATION90_WINDOWSRATIO30%_3Dview.U.png | WIDTH50_LENGTH60_HIGHT8_ORIENTATION90_WINDOWSRATIO30%.json
60 | 60 | 8 | 90 | 30% | 3476 | 1.7779 | 0.44448 | 46.2946 | 1.0678 | 47.3624 | WIDTH60_LENGTH60_HIGHT8_ORIENTATION90_WINDOWSRATIO30%_3Dview.U.png | WIDTH60_LENGTH60_HIGHT8_ORIENTATION90_WINDOWSRATIO30%.json
30 | 30 | 12 | 90 | 30% | 2244 | 1.5116 | 0.3779 | 46.3736 | 1.0502 | 47.4238 | WIDTH30_LENGTH30_HIGHT12_ORIENTATION90_WINDOWSRATIO30%_3Dview.U.png | WIDTH30_LENGTH30_HIGHT12_ORIENTATION90_WINDOWSRATIO30%.json
40 | 30 | 12 | 90 | 30% | 2574 | 1.4965 | 0.37413 | 46.5122 | 0.98474 | 47.4969 | WIDTH40_LENGTH30_HIGHT12_ORIENTATION90_WINDOWSRATIO30%_3Dview.U.png | WIDTH40_LENGTH30_HIGHT12_ORIENTATION90_WINDOWSRATIO30%.json
50 | 30 | 12 | 90 | 30% | 2904 | 1.4848 | 0.37121 | 46.4861 | 0.99825 | 47.4844 | WIDTH50_LENGTH30_HIGHT12_ORIENTATION90_WINDOWSRATIO30%_3Dview.U.png | WIDTH50_LENGTH30_HIGHT12_ORIENTATION90_WINDOWSRATIO30%.json
60 | 30 | 12 | 90 | 30% | 3234 | 1.4756 | 0.36889 | 46.4498 | 1.0176 | 47.4674 | WIDTH60_LENGTH30_HIGHT12_ORIENTATION90_WINDOWSRATIO30%_3Dview.U.png | WIDTH60_LENGTH30_HIGHT12_ORIENTATION90_WINDOWSRATIO30%.json
30 | 40 | 12 | 90 | 30% | 2904 | 1.4848 | 0.37121 | 46.3108 | 1.0548 | 47.3656 | WIDTH30_LENGTH40_HIGHT12_ORIENTATION90_WINDOWSRATIO30%_3Dview.U.png | WIDTH30_LENGTH40_HIGHT12_ORIENTATION90_WINDOWSRATIO30%.json
40 | 40 | 12 | 90 | 30% | 3234 | 1.4756 | 0.36889 | 46.5343 | 0.94595 | 47.4802 | WIDTH40_LENGTH40_HIGHT12_ORIENTATION90_WINDOWSRATIO30%_3Dview.U.png | WIDTH40_LENGTH40_HIGHT12_ORIENTATION90_WINDOWSRATIO30%.json
50 | 40 | 12 | 90 | 30% | 3564 | 1.468 | 0.367 | 46.5187 | 0.95919 | 47.4779 | WIDTH50_LENGTH40_HIGHT12_ORIENTATION90_WINDOWSRATIO30%_3Dview.U.png | WIDTH50_LENGTH40_HIGHT12_ORIENTATION90_WINDOWSRATIO30%.json
60 | 40 | 12 | 90 | 30% | 3894 | 1.4617 | 0.36543 | 46.4882 | 0.97797 | 47.4662 | WIDTH60_LENGTH40_HIGHT12_ORIENTATION90_WINDOWSRATIO30%_3Dview.U.png | WIDTH60_LENGTH40_HIGHT12_ORIENTATION90_WINDOWSRATIO30%.json
30 | 50 | 12 | 90 | 30% | 3564 | 1.468 | 0.367 | 46.2663 | 1.0571 | 47.3234 | WIDTH30_LENGTH50_HIGHT12_ORIENTATION90_WINDOWSRATIO30%_3Dview.U.png | WIDTH30_LENGTH50_HIGHT12_ORIENTATION90_WINDOWSRATIO30%.json
40 | 50 | 12 | 90 | 30% | 3894 | 1.4617 | 0.36543 | 46.5471 | 0.9214 | 47.4685 | WIDTH40_LENGTH50_HIGHT12_ORIENTATION90_WINDOWSRATIO30%_3Dview.U.png | WIDTH40_LENGTH50_HIGHT12_ORIENTATION90_WINDOWSRATIO30%.json
50 | 50 | 12 | 90 | 30% | 4224 | 1.4564 | 0.36411 | 46.54 | 0.92993 | 47.4699 | WIDTH50_LENGTH50_HIGHT12_ORIENTATION90_WINDOWSRATIO30%_3Dview.U.png | WIDTH50_LENGTH50_HIGHT12_ORIENTATION90_WINDOWSRATIO30%.json
60 | 50 | 12 | 90 | 30% | 4554 | 1.4519 | 0.36298 | 46.5163 | 0.94719 | 47.4635 | WIDTH60_LENGTH50_HIGHT12_ORIENTATION90_WINDOWSRATIO30%_3Dview.U.png | WIDTH60_LENGTH50_HIGHT12_ORIENTATION90_WINDOWSRATIO30%.json
30 | 60 | 12 | 90 | 30% | 4224 | 1.4564 | 0.36411 | 46.1751 | 1.0743 | 47.2494 | WIDTH30_LENGTH60_HIGHT12_ORIENTATION90_WINDOWSRATIO30%_3Dview.U.png | WIDTH30_LENGTH60_HIGHT12_ORIENTATION90_WINDOWSRATIO30%.json
40 | 60 | 12 | 90 | 30% | 4554 | 1.4519 | 0.36298 | 46.5051 | 0.9153 | 47.4204 | WIDTH40_LENGTH60_HIGHT12_ORIENTATION90_WINDOWSRATIO30%_3Dview.U.png | WIDTH40_LENGTH60_HIGHT12_ORIENTATION90_WINDOWSRATIO30%.json
50 | 60 | 12 | 90 | 30% | 4884 | 1.448 | 0.362 | 46.5094 | 0.92135 | 47.4308 | WIDTH50_LENGTH60_HIGHT12_ORIENTATION90_WINDOWSRATIO30%_3Dview.U.png | WIDTH50_LENGTH60_HIGHT12_ORIENTATION90_WINDOWSRATIO30%.json
60 | 60 | 12 | 90 | 30% | 5214 | 1.4446 | 0.36114 | 46.4931 | 0.93449 | 47.4276 | WIDTH60_LENGTH60_HIGHT12_ORIENTATION90_WINDOWSRATIO30%_3Dview.U.png | WIDTH60_LENGTH60_HIGHT12_ORIENTATION90_WINDOWSRATIO30%.json
30 | 30 | 16 | 90 | 30% | 2992 | 1.3449 | 0.33623 | 46.3784 | 1.0216 | 47.4 | WIDTH30_LENGTH30_HIGHT16_ORIENTATION90_WINDOWSRATIO30%_3Dview.U.png | WIDTH30_LENGTH30_HIGHT16_ORIENTATION90_WINDOWSRATIO30%.json
40 | 30 | 16 | 90 | 30% | 3432 | 1.3298 | 0.33246 | 46.5624 | 0.93804 | 47.5004 | WIDTH40_LENGTH30_HIGHT16_ORIENTATION90_WINDOWSRATIO30%_3Dview.U.png | WIDTH40_LENGTH30_HIGHT16_ORIENTATION90_WINDOWSRATIO30%.json
50 | 30 | 16 | 90 | 30% | 3872 | 1.3182 | 0.32955 | 46.5415 | 0.94799 | 47.4895 | WIDTH50_LENGTH30_HIGHT16_ORIENTATION90_WINDOWSRATIO30%_3Dview.U.png | WIDTH50_LENGTH30_HIGHT16_ORIENTATION90_WINDOWSRATIO30%.json
60 | 30 | 16 | 90 | 30% | 4312 | 1.3089 | 0.32723 | 46.5076 | 0.96474 | 47.4724 | WIDTH60_LENGTH30_HIGHT16_ORIENTATION90_WINDOWSRATIO30%_3Dview.U.png | WIDTH60_LENGTH30_HIGHT16_ORIENTATION90_WINDOWSRATIO30%.json
30 | 40 | 16 | 90 | 30% | 3872 | 1.3182 | 0.32955 | 46.2958 | 1.0352 | 47.331 | WIDTH30_LENGTH40_HIGHT16_ORIENTATION90_WINDOWSRATIO30%_3Dview.U.png | WIDTH30_LENGTH40_HIGHT16_ORIENTATION90_WINDOWSRATIO30%.json
40 | 40 | 16 | 90 | 30% | 4312 | 1.3089 | 0.32723 | 46.5822 | 0.90473 | 47.4869 | WIDTH40_LENGTH40_HIGHT16_ORIENTATION90_WINDOWSRATIO30%_3Dview.U.png | WIDTH40_LENGTH40_HIGHT16_ORIENTATION90_WINDOWSRATIO30%.json
50 | 40 | 16 | 90 | 30% | 4752 | 1.3013 | 0.32534 | 46.5792 | 0.90844 | 47.4877 | WIDTH50_LENGTH40_HIGHT16_ORIENTATION90_WINDOWSRATIO30%_3Dview.U.png | WIDTH50_LENGTH40_HIGHT16_ORIENTATION90_WINDOWSRATIO30%.json
60 | 40 | 16 | 90 | 30% | 5192 | 1.2951 | 0.32377 | 46.5512 | 0.92551 | 47.4767 | WIDTH60_LENGTH40_HIGHT16_ORIENTATION90_WINDOWSRATIO30%_3Dview.U.png | WIDTH60_LENGTH40_HIGHT16_ORIENTATION90_WINDOWSRATIO30%.json
30 | 50 | 16 | 90 | 30% | 4752 | 1.3013 | 0.32534 | 46.2374 | 1.0441 | 47.2815 | WIDTH30_LENGTH50_HIGHT16_ORIENTATION90_WINDOWSRATIO30%_3Dview.U.png | WIDTH30_LENGTH50_HIGHT16_ORIENTATION90_WINDOWSRATIO30%.json
40 | 50 | 16 | 90 | 30% | 5192 | 1.2951 | 0.32377 | 46.5938 | 0.88135 | 47.4752 | WIDTH40_LENGTH50_HIGHT16_ORIENTATION90_WINDOWSRATIO30%_3Dview.U.png | WIDTH40_LENGTH50_HIGHT16_ORIENTATION90_WINDOWSRATIO30%.json
50 | 50 | 16 | 90 | 30% | 5632 | 1.2898 | 0.32244 | 46.6067 | 0.87741 | 47.4841 | WIDTH50_LENGTH50_HIGHT16_ORIENTATION90_WINDOWSRATIO30%_3Dview.U.png | WIDTH50_LENGTH50_HIGHT16_ORIENTATION90_WINDOWSRATIO30%.json
60 | 50 | 16 | 90 | 30% | 6072 | 1.2852 | 0.32131 | 46.5846 | 0.89349 | 47.4781 | WIDTH60_LENGTH50_HIGHT16_ORIENTATION90_WINDOWSRATIO30%_3Dview.U.png | WIDTH60_LENGTH50_HIGHT16_ORIENTATION90_WINDOWSRATIO30%.json
30 | 60 | 16 | 90 | 30% | 5632 | 1.2898 | 0.32244 | 46.1335 | 1.0666 | 47.2001 | WIDTH30_LENGTH60_HIGHT16_ORIENTATION90_WINDOWSRATIO30%_3Dview.U.png | WIDTH30_LENGTH60_HIGHT16_ORIENTATION90_WINDOWSRATIO30%.json
40 | 60 | 16 | 90 | 30% | 6072 | 1.2852 | 0.32131 | 46.5507 | 0.87813 | 47.4288 | WIDTH40_LENGTH60_HIGHT16_ORIENTATION90_WINDOWSRATIO30%_3Dview.U.png | WIDTH40_LENGTH60_HIGHT16_ORIENTATION90_WINDOWSRATIO30%.json
50 | 60 | 16 | 90 | 30% | 6512 | 1.2813 | 0.32033 | 46.5806 | 0.86643 | 47.447 | WIDTH50_LENGTH60_HIGHT16_ORIENTATION90_WINDOWSRATIO30%_3Dview.U.png | WIDTH50_LENGTH60_HIGHT16_ORIENTATION90_WINDOWSRATIO30%.json
60 | 60 | 16 | 90 | 30% | 6952 | 1.2779 | 0.31948 | 46.5662 | 0.88052 | 47.4467 | WIDTH60_LENGTH60_HIGHT16_ORIENTATION90_WINDOWSRATIO30%_3Dview.U.png | WIDTH60_LENGTH60_HIGHT16_ORIENTATION90_WINDOWSRATIO30%.json
30 | 30 | 8 | 135 | 30% | 1496 | 1.8449 | 0.46123 | 46.0447 | 1.278 | 47.3227 | WIDTH30_LENGTH30_HIGHT8_ORIENTATION135_WINDOWSRATIO30%_3Dview.U.png | WIDTH30_LENGTH30_HIGHT8_ORIENTATION135_WINDOWSRATIO30%.json
40 | 30 | 8 | 135 | 30% | 1716 | 1.8298 | 0.45746 | 46.1701 | 1.2117 | 47.3819 | WIDTH40_LENGTH30_HIGHT8_ORIENTATION135_WINDOWSRATIO30%_3Dview.U.png | WIDTH40_LENGTH30_HIGHT8_ORIENTATION135_WINDOWSRATIO30%.json
50 | 30 | 8 | 135 | 30% | 1936 | 1.8182 | 0.45455 | 46.1429 | 1.2092 | 47.3521 | WIDTH50_LENGTH30_HIGHT8_ORIENTATION135_WINDOWSRATIO30%_3Dview.U.png | WIDTH50_LENGTH30_HIGHT8_ORIENTATION135_WINDOWSRATIO30%.json
60 | 30 | 8 | 135 | 30% | 2156 | 1.8089 | 0.45223 | 46.1724 | 1.1936 | 47.366 | WIDTH60_LENGTH30_HIGHT8_ORIENTATION135_WINDOWSRATIO30%_3Dview.U.png | WIDTH60_LENGTH30_HIGHT8_ORIENTATION135_WINDOWSRATIO30%.json
30 | 40 | 8 | 135 | 30% | 1936 | 1.8182 | 0.45455 | 45.9628 | 1.307 | 47.2698 | WIDTH30_LENGTH40_HIGHT8_ORIENTATION135_WINDOWSRATIO30%_3Dview.U.png | WIDTH30_LENGTH40_HIGHT8_ORIENTATION135_WINDOWSRATIO30%.json
40 | 40 | 8 | 135 | 30% | 2156 | 1.8089 | 0.45223 | 46.1331 | 1.2222 | 47.3553 | WIDTH40_LENGTH40_HIGHT8_ORIENTATION135_WINDOWSRATIO30%_3Dview.U.png | WIDTH40_LENGTH40_HIGHT8_ORIENTATION135_WINDOWSRATIO30%.json
50 | 40 | 8 | 135 | 30% | 2376 | 1.8013 | 0.45034 | 46.1253 | 1.214 | 47.3392 | WIDTH50_LENGTH40_HIGHT8_ORIENTATION135_WINDOWSRATIO30%_3Dview.U.png | WIDTH50_LENGTH40_HIGHT8_ORIENTATION135_WINDOWSRATIO30%.json
60 | 40 | 8 | 135 | 30% | 2596 | 1.7951 | 0.44877 | 46.1538 | 1.2007 | 47.3545 | WIDTH60_LENGTH40_HIGHT8_ORIENTATION135_WINDOWSRATIO30%_3Dview.U.png | WIDTH60_LENGTH40_HIGHT8_ORIENTATION135_WINDOWSRATIO30%.json
30 | 50 | 8 | 135 | 30% | 2376 | 1.8013 | 0.45034 | 45.9092 | 1.3231 | 47.2323 | WIDTH30_LENGTH50_HIGHT8_ORIENTATION135_WINDOWSRATIO30%_3Dview.U.png | WIDTH30_LENGTH50_HIGHT8_ORIENTATION135_WINDOWSRATIO30%.json
40 | 50 | 8 | 135 | 30% | 2596 | 1.7951 | 0.44877 | 46.1081 | 1.229 | 47.3371 | WIDTH40_LENGTH50_HIGHT8_ORIENTATION135_WINDOWSRATIO30%_3Dview.U.png | WIDTH40_LENGTH50_HIGHT8_ORIENTATION135_WINDOWSRATIO30%.json
50 | 50 | 8 | 135 | 30% | 2816 | 1.7898 | 0.44744 | 46.1134 | 1.2175 | 47.3309 | WIDTH50_LENGTH50_HIGHT8_ORIENTATION135_WINDOWSRATIO30%_3Dview.U.png | WIDTH50_LENGTH50_HIGHT8_ORIENTATION135_WINDOWSRATIO30%.json
60 | 50 | 8 | 135 | 30% | 3036 | 1.7852 | 0.44631 | 46.1431 | 1.204 | 47.3471 | WIDTH60_LENGTH50_HIGHT8_ORIENTATION135_WINDOWSRATIO30%_3Dview.U.png | WIDTH60_LENGTH50_HIGHT8_ORIENTATION135_WINDOWSRATIO30%.json
30 | 60 | 8 | 135 | 30% | 2816 | 1.7898 | 0.44744 | 45.8144 | 1.3495 | 47.164 | WIDTH30_LENGTH60_HIGHT8_ORIENTATION135_WINDOWSRATIO30%_3Dview.U.png | WIDTH30_LENGTH60_HIGHT8_ORIENTATION135_WINDOWSRATIO30%.json
40 | 60 | 8 | 135 | 30% | 3036 | 1.7852 | 0.44631 | 46.0409 | 1.2462 | 47.2871 | WIDTH40_LENGTH60_HIGHT8_ORIENTATION135_WINDOWSRATIO30%_3Dview.U.png | WIDTH40_LENGTH60_HIGHT8_ORIENTATION135_WINDOWSRATIO30%.json
50 | 60 | 8 | 135 | 30% | 3256 | 1.7813 | 0.44533 | 46.0586 | 1.231 | 47.2896 | WIDTH50_LENGTH60_HIGHT8_ORIENTATION135_WINDOWSRATIO30%_3Dview.U.png | WIDTH50_LENGTH60_HIGHT8_ORIENTATION135_WINDOWSRATIO30%.json
60 | 60 | 8 | 135 | 30% | 3476 | 1.7779 | 0.44448 | 46.0934 | 1.2159 | 47.3093 | WIDTH60_LENGTH60_HIGHT8_ORIENTATION135_WINDOWSRATIO30%_3Dview.U.png | WIDTH60_LENGTH60_HIGHT8_ORIENTATION135_WINDOWSRATIO30%.json
30 | 30 | 12 | 135 | 30% | 2244 | 1.5116 | 0.3779 | 46.1373 | 1.1794 | 47.3167 | WIDTH30_LENGTH30_HIGHT12_ORIENTATION135_WINDOWSRATIO30%_3Dview.U.png | WIDTH30_LENGTH30_HIGHT12_ORIENTATION135_WINDOWSRATIO30%.json
40 | 30 | 12 | 135 | 30% | 2574 | 1.4965 | 0.37413 | 46.3177 | 1.095 | 47.4127 | WIDTH40_LENGTH30_HIGHT12_ORIENTATION135_WINDOWSRATIO30%_3Dview.U.png | WIDTH40_LENGTH30_HIGHT12_ORIENTATION135_WINDOWSRATIO30%.json
50 | 30 | 12 | 135 | 30% | 2904 | 1.4848 | 0.37121 | 46.3226 | 1.0785 | 47.4011 | WIDTH50_LENGTH30_HIGHT12_ORIENTATION135_WINDOWSRATIO30%_3Dview.U.png | WIDTH50_LENGTH30_HIGHT12_ORIENTATION135_WINDOWSRATIO30%.json
60 | 30 | 12 | 135 | 30% | 3234 | 1.4756 | 0.36889 | 46.3607 | 1.06 | 47.4207 | WIDTH60_LENGTH30_HIGHT12_ORIENTATION135_WINDOWSRATIO30%_3Dview.U.png | WIDTH60_LENGTH30_HIGHT12_ORIENTATION135_WINDOWSRATIO30%.json
30 | 40 | 12 | 135 | 30% | 2904 | 1.4848 | 0.37121 | 46.0342 | 1.2158 | 47.25 | WIDTH30_LENGTH40_HIGHT12_ORIENTATION135_WINDOWSRATIO30%_3Dview.U.png | WIDTH30_LENGTH40_HIGHT12_ORIENTATION135_WINDOWSRATIO30%.json
40 | 40 | 12 | 135 | 30% | 3234 | 1.4756 | 0.36889 | 46.2704 | 1.1091 | 47.3795 | WIDTH40_LENGTH40_HIGHT12_ORIENTATION135_WINDOWSRATIO30%_3Dview.U.png | WIDTH40_LENGTH40_HIGHT12_ORIENTATION135_WINDOWSRATIO30%.json
50 | 40 | 12 | 135 | 30% | 3564 | 1.468 | 0.367 | 46.2973 | 1.0856 | 47.3829 | WIDTH50_LENGTH40_HIGHT12_ORIENTATION135_WINDOWSRATIO30%_3Dview.U.png | WIDTH50_LENGTH40_HIGHT12_ORIENTATION135_WINDOWSRATIO30%.json
60 | 40 | 12 | 135 | 30% | 3894 | 1.4617 | 0.36543 | 46.3358 | 1.0677 | 47.4035 | WIDTH60_LENGTH40_HIGHT12_ORIENTATION135_WINDOWSRATIO30%_3Dview.U.png | WIDTH60_LENGTH40_HIGHT12_ORIENTATION135_WINDOWSRATIO30%.json
30 | 50 | 12 | 135 | 30% | 3564 | 1.468 | 0.367 | 45.9643 | 1.2368 | 47.2011 | WIDTH30_LENGTH50_HIGHT12_ORIENTATION135_WINDOWSRATIO30%_3Dview.U.png | WIDTH30_LENGTH50_HIGHT12_ORIENTATION135_WINDOWSRATIO30%.json
40 | 50 | 12 | 135 | 30% | 3894 | 1.4617 | 0.36543 | 46.2402 | 1.1175 | 47.3577 | WIDTH40_LENGTH50_HIGHT12_ORIENTATION135_WINDOWSRATIO30%_3Dview.U.png | WIDTH40_LENGTH50_HIGHT12_ORIENTATION135_WINDOWSRATIO30%.json
50 | 50 | 12 | 135 | 30% | 4224 | 1.4564 | 0.36411 | 46.2812 | 1.0893 | 47.3705 | WIDTH50_LENGTH50_HIGHT12_ORIENTATION135_WINDOWSRATIO30%_3Dview.U.png | WIDTH50_LENGTH50_HIGHT12_ORIENTATION135_WINDOWSRATIO30%.json
60 | 50 | 12 | 135 | 30% | 4554 | 1.4519 | 0.36298 | 46.3209 | 1.0715 | 47.3925 | WIDTH60_LENGTH50_HIGHT12_ORIENTATION135_WINDOWSRATIO30%_3Dview.U.png | WIDTH60_LENGTH50_HIGHT12_ORIENTATION135_WINDOWSRATIO30%.json
30 | 60 | 12 | 135 | 30% | 4224 | 1.4564 | 0.36411 | 45.8603 | 1.2669 | 47.1272 | WIDTH30_LENGTH60_HIGHT12_ORIENTATION135_WINDOWSRATIO30%_3Dview.U.png | WIDTH30_LENGTH60_HIGHT12_ORIENTATION135_WINDOWSRATIO30%.json
40 | 60 | 12 | 135 | 30% | 4554 | 1.4519 | 0.36298 | 46.1698 | 1.1362 | 47.306 | WIDTH40_LENGTH60_HIGHT12_ORIENTATION135_WINDOWSRATIO30%_3Dview.U.png | WIDTH40_LENGTH60_HIGHT12_ORIENTATION135_WINDOWSRATIO30%.json
50 | 60 | 12 | 135 | 30% | 4884 | 1.448 | 0.362 | 46.226 | 1.1037 | 47.3297 | WIDTH50_LENGTH60_HIGHT12_ORIENTATION135_WINDOWSRATIO30%_3Dview.U.png | WIDTH50_LENGTH60_HIGHT12_ORIENTATION135_WINDOWSRATIO30%.json
60 | 60 | 12 | 135 | 30% | 5214 | 1.4446 | 0.36114 | 46.2699 | 1.0847 | 47.3546 | WIDTH60_LENGTH60_HIGHT12_ORIENTATION135_WINDOWSRATIO30%_3Dview.U.png | WIDTH60_LENGTH60_HIGHT12_ORIENTATION135_WINDOWSRATIO30%.json
30 | 30 | 16 | 135 | 30% | 2992 | 1.3449 | 0.33623 | 46.1506 | 1.1423 | 47.2929 | WIDTH30_LENGTH30_HIGHT16_ORIENTATION135_WINDOWSRATIO30%_3Dview.U.png | WIDTH30_LENGTH30_HIGHT16_ORIENTATION135_WINDOWSRATIO30%.json
40 | 30 | 16 | 135 | 30% | 3432 | 1.3298 | 0.33246 | 46.349 | 1.0549 | 47.404 | WIDTH40_LENGTH30_HIGHT16_ORIENTATION135_WINDOWSRATIO30%_3Dview.U.png | WIDTH40_LENGTH30_HIGHT16_ORIENTATION135_WINDOWSRATIO30%.json
50 | 30 | 16 | 135 | 30% | 3872 | 1.3182 | 0.32955 | 46.3801 | 1.0271 | 47.4072 | WIDTH50_LENGTH30_HIGHT16_ORIENTATION135_WINDOWSRATIO30%_3Dview.U.png | WIDTH50_LENGTH30_HIGHT16_ORIENTATION135_WINDOWSRATIO30%.json
60 | 30 | 16 | 135 | 30% | 4312 | 1.3089 | 0.32723 | 46.4281 | 1.0034 | 47.4315 | WIDTH60_LENGTH30_HIGHT16_ORIENTATION135_WINDOWSRATIO30%_3Dview.U.png | WIDTH60_LENGTH30_HIGHT16_ORIENTATION135_WINDOWSRATIO30%.json
30 | 40 | 16 | 135 | 30% | 3872 | 1.3182 | 0.32955 | 46.0288 | 1.1827 | 47.2115 | WIDTH30_LENGTH40_HIGHT16_ORIENTATION135_WINDOWSRATIO30%_3Dview.U.png | WIDTH30_LENGTH40_HIGHT16_ORIENTATION135_WINDOWSRATIO30%.json
40 | 40 | 16 | 135 | 30% | 4312 | 1.3089 | 0.32723 | 46.2904 | 1.073 | 47.3634 | WIDTH40_LENGTH40_HIGHT16_ORIENTATION135_WINDOWSRATIO30%_3Dview.U.png | WIDTH40_LENGTH40_HIGHT16_ORIENTATION135_WINDOWSRATIO30%.json
50 | 40 | 16 | 135 | 30% | 4752 | 1.3013 | 0.32534 | 46.348 | 1.0364 | 47.3844 | WIDTH50_LENGTH40_HIGHT16_ORIENTATION135_WINDOWSRATIO30%_3Dview.U.png | WIDTH50_LENGTH40_HIGHT16_ORIENTATION135_WINDOWSRATIO30%.json
60 | 40 | 16 | 135 | 30% | 5192 | 1.2951 | 0.32377 | 46.3991 | 1.012 | 47.4111 | WIDTH60_LENGTH40_HIGHT16_ORIENTATION135_WINDOWSRATIO30%_3Dview.U.png | WIDTH60_LENGTH40_HIGHT16_ORIENTATION135_WINDOWSRATIO30%.json
30 | 50 | 16 | 135 | 30% | 4752 | 1.3013 | 0.32534 | 45.9499 | 1.2082 | 47.1581 | WIDTH30_LENGTH50_HIGHT16_ORIENTATION135_WINDOWSRATIO30%_3Dview.U.png | WIDTH30_LENGTH50_HIGHT16_ORIENTATION135_WINDOWSRATIO30%.json
40 | 50 | 16 | 135 | 30% | 5192 | 1.2951 | 0.32377 | 46.2524 | 1.0841 | 47.3365 | WIDTH40_LENGTH50_HIGHT16_ORIENTATION135_WINDOWSRATIO30%_3Dview.U.png | WIDTH40_LENGTH50_HIGHT16_ORIENTATION135_WINDOWSRATIO30%.json
50 | 50 | 16 | 135 | 30% | 5632 | 1.2898 | 0.32244 | 46.3274 | 1.0414 | 47.3688 | WIDTH50_LENGTH50_HIGHT16_ORIENTATION135_WINDOWSRATIO30%_3Dview.U.png | WIDTH50_LENGTH50_HIGHT16_ORIENTATION135_WINDOWSRATIO30%.json
60 | 50 | 16 | 135 | 30% | 6072 | 1.2852 | 0.32131 | 46.3814 | 1.0165 | 47.3979 | WIDTH60_LENGTH50_HIGHT16_ORIENTATION135_WINDOWSRATIO30%_3Dview.U.png | WIDTH60_LENGTH50_HIGHT16_ORIENTATION135_WINDOWSRATIO30%.json
30 | 60 | 16 | 135 | 30% | 5632 | 1.2898 | 0.32244 | 45.8341 | 1.2414 | 47.0755 | WIDTH30_LENGTH60_HIGHT16_ORIENTATION135_WINDOWSRATIO30%_3Dview.U.png | WIDTH30_LENGTH60_HIGHT16_ORIENTATION135_WINDOWSRATIO30%.json
40 | 60 | 16 | 135 | 30% | 6072 | 1.2852 | 0.32131 | 46.176 | 1.1057 | 47.2817 | WIDTH40_LENGTH60_HIGHT16_ORIENTATION135_WINDOWSRATIO30%_3Dview.U.png | WIDTH40_LENGTH60_HIGHT16_ORIENTATION135_WINDOWSRATIO30%.json
50 | 60 | 16 | 135 | 30% | 6512 | 1.2813 | 0.32033 | 46.2695 | 1.0572 | 47.3267 | WIDTH50_LENGTH60_HIGHT16_ORIENTATION135_WINDOWSRATIO30%_3Dview.U.png | WIDTH50_LENGTH60_HIGHT16_ORIENTATION135_WINDOWSRATIO30%.json
60 | 60 | 16 | 135 | 30% | 6952 | 1.2779 | 0.31948 | 46.3289 | 1.0305 | 47.3594 | WIDTH60_LENGTH60_HIGHT16_ORIENTATION135_WINDOWSRATIO30%_3Dview.U.png | WIDTH60_LENGTH60_HIGHT16_ORIENTATION135_WINDOWSRATIO30%.json
30 | 30 | 8 | 180 | 30% | 1496 | 1.8449 | 0.46123 | 46.1087 | 1.2414 | 47.3501 | WIDTH30_LENGTH30_HIGHT8_ORIENTATION180_WINDOWSRATIO30%_3Dview.U.png | WIDTH30_LENGTH30_HIGHT8_ORIENTATION180_WINDOWSRATIO30%.json
40 | 30 | 8 | 180 | 30% | 1716 | 1.8298 | 0.45746 | 46.2654 | 1.1629 | 47.4283 | WIDTH40_LENGTH30_HIGHT8_ORIENTATION180_WINDOWSRATIO30%_3Dview.U.png | WIDTH40_LENGTH30_HIGHT8_ORIENTATION180_WINDOWSRATIO30%.json
50 | 30 | 8 | 180 | 30% | 1936 | 1.8182 | 0.45455 | 46.2645 | 1.1404 | 47.4048 | WIDTH50_LENGTH30_HIGHT8_ORIENTATION180_WINDOWSRATIO30%_3Dview.U.png | WIDTH50_LENGTH30_HIGHT8_ORIENTATION180_WINDOWSRATIO30%.json
60 | 30 | 8 | 180 | 30% | 2156 | 1.8089 | 0.45223 | 46.3349 | 1.0997 | 47.4346 | WIDTH60_LENGTH30_HIGHT8_ORIENTATION180_WINDOWSRATIO30%_3Dview.U.png | WIDTH60_LENGTH30_HIGHT8_ORIENTATION180_WINDOWSRATIO30%.json
30 | 40 | 8 | 180 | 30% | 1936 | 1.8182 | 0.45455 | 45.9919 | 1.2967 | 47.2886 | WIDTH30_LENGTH40_HIGHT8_ORIENTATION180_WINDOWSRATIO30%_3Dview.U.png | WIDTH30_LENGTH40_HIGHT8_ORIENTATION180_WINDOWSRATIO30%.json
40 | 40 | 8 | 180 | 30% | 2156 | 1.8089 | 0.45223 | 46.1931 | 1.2016 | 47.3947 | WIDTH40_LENGTH40_HIGHT8_ORIENTATION180_WINDOWSRATIO30%_3Dview.U.png | WIDTH40_LENGTH40_HIGHT8_ORIENTATION180_WINDOWSRATIO30%.json
50 | 40 | 8 | 180 | 30% | 2376 | 1.8013 | 0.45034 | 46.2146 | 1.1731 | 47.3877 | WIDTH50_LENGTH40_HIGHT8_ORIENTATION180_WINDOWSRATIO30%_3Dview.U.png | WIDTH50_LENGTH40_HIGHT8_ORIENTATION180_WINDOWSRATIO30%.json
60 | 40 | 8 | 180 | 30% | 2596 | 1.7951 | 0.44877 | 46.2835 | 1.1341 | 47.4176 | WIDTH60_LENGTH40_HIGHT8_ORIENTATION180_WINDOWSRATIO30%_3Dview.U.png | WIDTH60_LENGTH40_HIGHT8_ORIENTATION180_WINDOWSRATIO30%.json
30 | 50 | 8 | 180 | 30% | 2376 | 1.8013 | 0.45034 | 45.9151 | 1.3317 | 47.2468 | WIDTH30_LENGTH50_HIGHT8_ORIENTATION180_WINDOWSRATIO30%_3Dview.U.png | WIDTH30_LENGTH50_HIGHT8_ORIENTATION180_WINDOWSRATIO30%.json
40 | 50 | 8 | 180 | 30% | 2596 | 1.7951 | 0.44877 | 46.1435 | 1.2286 | 47.3721 | WIDTH40_LENGTH50_HIGHT8_ORIENTATION180_WINDOWSRATIO30%_3Dview.U.png | WIDTH40_LENGTH50_HIGHT8_ORIENTATION180_WINDOWSRATIO30%.json
50 | 50 | 8 | 180 | 30% | 2816 | 1.7898 | 0.44744 | 46.1778 | 1.1967 | 47.3745 | WIDTH50_LENGTH50_HIGHT8_ORIENTATION180_WINDOWSRATIO30%_3Dview.U.png | WIDTH50_LENGTH50_HIGHT8_ORIENTATION180_WINDOWSRATIO30%.json
60 | 50 | 8 | 180 | 30% | 3036 | 1.7852 | 0.44631 | 46.246 | 1.1597 | 47.4056 | WIDTH60_LENGTH50_HIGHT8_ORIENTATION180_WINDOWSRATIO30%_3Dview.U.png | WIDTH60_LENGTH50_HIGHT8_ORIENTATION180_WINDOWSRATIO30%.json
30 | 60 | 8 | 180 | 30% | 2816 | 1.7898 | 0.44744 | 45.8111 | 1.3682 | 47.1793 | WIDTH30_LENGTH60_HIGHT8_ORIENTATION180_WINDOWSRATIO30%_3Dview.U.png | WIDTH30_LENGTH60_HIGHT8_ORIENTATION180_WINDOWSRATIO30%.json
40 | 60 | 8 | 180 | 30% | 3036 | 1.7852 | 0.44631 | 46.0663 | 1.257 | 47.3233 | WIDTH40_LENGTH60_HIGHT8_ORIENTATION180_WINDOWSRATIO30%_3Dview.U.png | WIDTH40_LENGTH60_HIGHT8_ORIENTATION180_WINDOWSRATIO30%.json
50 | 60 | 8 | 180 | 30% | 3256 | 1.7813 | 0.44533 | 46.1128 | 1.2222 | 47.335 | WIDTH50_LENGTH60_HIGHT8_ORIENTATION180_WINDOWSRATIO30%_3Dview.U.png | WIDTH50_LENGTH60_HIGHT8_ORIENTATION180_WINDOWSRATIO30%.json
60 | 60 | 8 | 180 | 30% | 3476 | 1.7779 | 0.44448 | 46.1817 | 1.1854 | 47.3671 | WIDTH60_LENGTH60_HIGHT8_ORIENTATION180_WINDOWSRATIO30%_3Dview.U.png | WIDTH60_LENGTH60_HIGHT8_ORIENTATION180_WINDOWSRATIO30%.json
30 | 30 | 12 | 180 | 30% | 2244 | 1.5116 | 0.3779 | 46.2209 | 1.1322 | 47.3531 | WIDTH30_LENGTH30_HIGHT12_ORIENTATION180_WINDOWSRATIO30%_3Dview.U.png | WIDTH30_LENGTH30_HIGHT12_ORIENTATION180_WINDOWSRATIO30%.json
40 | 30 | 12 | 180 | 30% | 2574 | 1.4965 | 0.37413 | 46.3999 | 1.0495 | 47.4494 | WIDTH40_LENGTH30_HIGHT12_ORIENTATION180_WINDOWSRATIO30%_3Dview.U.png | WIDTH40_LENGTH30_HIGHT12_ORIENTATION180_WINDOWSRATIO30%.json
50 | 30 | 12 | 180 | 30% | 2904 | 1.4848 | 0.37121 | 46.4238 | 1.0215 | 47.4453 | WIDTH50_LENGTH30_HIGHT12_ORIENTATION180_WINDOWSRATIO30%_3Dview.U.png | WIDTH50_LENGTH30_HIGHT12_ORIENTATION180_WINDOWSRATIO30%.json
60 | 30 | 12 | 180 | 30% | 3234 | 1.4756 | 0.36889 | 46.5069 | 0.97529 | 47.4822 | WIDTH60_LENGTH30_HIGHT12_ORIENTATION180_WINDOWSRATIO30%_3Dview.U.png | WIDTH60_LENGTH30_HIGHT12_ORIENTATION180_WINDOWSRATIO30%.json
30 | 40 | 12 | 180 | 30% | 2904 | 1.4848 | 0.37121 | 46.0822 | 1.194 | 47.2762 | WIDTH30_LENGTH40_HIGHT12_ORIENTATION180_WINDOWSRATIO30%_3Dview.U.png | WIDTH30_LENGTH40_HIGHT12_ORIENTATION180_WINDOWSRATIO30%.json
40 | 40 | 12 | 180 | 30% | 3234 | 1.4756 | 0.36889 | 46.3151 | 1.0917 | 47.4068 | WIDTH40_LENGTH40_HIGHT12_ORIENTATION180_WINDOWSRATIO30%_3Dview.U.png | WIDTH40_LENGTH40_HIGHT12_ORIENTATION180_WINDOWSRATIO30%.json
50 | 40 | 12 | 180 | 30% | 3564 | 1.468 | 0.367 | 46.3653 | 1.0559 | 47.4212 | WIDTH50_LENGTH40_HIGHT12_ORIENTATION180_WINDOWSRATIO30%_3Dview.U.png | WIDTH50_LENGTH40_HIGHT12_ORIENTATION180_WINDOWSRATIO30%.json
60 | 40 | 12 | 180 | 30% | 3894 | 1.4617 | 0.36543 | 46.4484 | 1.012 | 47.4603 | WIDTH60_LENGTH40_HIGHT12_ORIENTATION180_WINDOWSRATIO30%_3Dview.U.png | WIDTH60_LENGTH40_HIGHT12_ORIENTATION180_WINDOWSRATIO30%.json
30 | 50 | 12 | 180 | 30% | 3564 | 1.468 | 0.367 | 45.9902 | 1.2335 | 47.2238 | WIDTH30_LENGTH50_HIGHT12_ORIENTATION180_WINDOWSRATIO30%_3Dview.U.png | WIDTH30_LENGTH50_HIGHT12_ORIENTATION180_WINDOWSRATIO30%.json
40 | 50 | 12 | 180 | 30% | 3894 | 1.4617 | 0.36543 | 46.2573 | 1.1206 | 47.3779 | WIDTH40_LENGTH50_HIGHT12_ORIENTATION180_WINDOWSRATIO30%_3Dview.U.png | WIDTH40_LENGTH50_HIGHT12_ORIENTATION180_WINDOWSRATIO30%.json
50 | 50 | 12 | 180 | 30% | 4224 | 1.4564 | 0.36411 | 46.3223 | 1.08 | 47.4023 | WIDTH50_LENGTH50_HIGHT12_ORIENTATION180_WINDOWSRATIO30%_3Dview.U.png | WIDTH50_LENGTH50_HIGHT12_ORIENTATION180_WINDOWSRATIO30%.json
60 | 50 | 12 | 180 | 30% | 4554 | 1.4519 | 0.36298 | 46.4049 | 1.0378 | 47.4427 | WIDTH60_LENGTH50_HIGHT12_ORIENTATION180_WINDOWSRATIO30%_3Dview.U.png | WIDTH60_LENGTH50_HIGHT12_ORIENTATION180_WINDOWSRATIO30%.json
30 | 60 | 12 | 180 | 30% | 4224 | 1.4564 | 0.36411 | 45.8781 | 1.2733 | 47.1514 | WIDTH30_LENGTH60_HIGHT12_ORIENTATION180_WINDOWSRATIO30%_3Dview.U.png | WIDTH30_LENGTH60_HIGHT12_ORIENTATION180_WINDOWSRATIO30%.json
40 | 60 | 12 | 180 | 30% | 4554 | 1.4519 | 0.36298 | 46.1756 | 1.1509 | 47.3265 | WIDTH40_LENGTH60_HIGHT12_ORIENTATION180_WINDOWSRATIO30%_3Dview.U.png | WIDTH40_LENGTH60_HIGHT12_ORIENTATION180_WINDOWSRATIO30%.json
50 | 60 | 12 | 180 | 30% | 4884 | 1.448 | 0.362 | 46.2548 | 1.1056 | 47.3604 | WIDTH50_LENGTH60_HIGHT12_ORIENTATION180_WINDOWSRATIO30%_3Dview.U.png | WIDTH50_LENGTH60_HIGHT12_ORIENTATION180_WINDOWSRATIO30%.json
60 | 60 | 12 | 180 | 30% | 5214 | 1.4446 | 0.36114 | 46.3383 | 1.0643 | 47.4027 | WIDTH60_LENGTH60_HIGHT12_ORIENTATION180_WINDOWSRATIO30%_3Dview.U.png | WIDTH60_LENGTH60_HIGHT12_ORIENTATION180_WINDOWSRATIO30%.json
30 | 30 | 16 | 180 | 30% | 2992 | 1.3449 | 0.33623 | 46.2505 | 1.0867 | 47.3372 | WIDTH30_LENGTH30_HIGHT16_ORIENTATION180_WINDOWSRATIO30%_3Dview.U.png | WIDTH30_LENGTH30_HIGHT16_ORIENTATION180_WINDOWSRATIO30%.json
40 | 30 | 16 | 180 | 30% | 3432 | 1.3298 | 0.33246 | 46.4318 | 1.0053 | 47.4371 | WIDTH40_LENGTH30_HIGHT16_ORIENTATION180_WINDOWSRATIO30%_3Dview.U.png | WIDTH40_LENGTH30_HIGHT16_ORIENTATION180_WINDOWSRATIO30%.json
50 | 30 | 16 | 180 | 30% | 3872 | 1.3182 | 0.32955 | 46.4685 | 0.9736 | 47.4421 | WIDTH50_LENGTH30_HIGHT16_ORIENTATION180_WINDOWSRATIO30%_3Dview.U.png | WIDTH50_LENGTH30_HIGHT16_ORIENTATION180_WINDOWSRATIO30%.json
60 | 30 | 16 | 180 | 30% | 4312 | 1.3089 | 0.32723 | 46.5612 | 0.92562 | 47.4869 | WIDTH60_LENGTH30_HIGHT16_ORIENTATION180_WINDOWSRATIO30%_3Dview.U.png | WIDTH60_LENGTH30_HIGHT16_ORIENTATION180_WINDOWSRATIO30%.json
30 | 40 | 16 | 180 | 30% | 3872 | 1.3182 | 0.32955 | 46.0955 | 1.1537 | 47.2493 | WIDTH30_LENGTH40_HIGHT16_ORIENTATION180_WINDOWSRATIO30%_3Dview.U.png | WIDTH30_LENGTH40_HIGHT16_ORIENTATION180_WINDOWSRATIO30%.json
40 | 40 | 16 | 180 | 30% | 4312 | 1.3089 | 0.32723 | 46.3359 | 1.0521 | 47.388 | WIDTH40_LENGTH40_HIGHT16_ORIENTATION180_WINDOWSRATIO30%_3Dview.U.png | WIDTH40_LENGTH40_HIGHT16_ORIENTATION180_WINDOWSRATIO30%.json
50 | 40 | 16 | 180 | 30% | 4752 | 1.3013 | 0.32534 | 46.4025 | 1.0106 | 47.4131 | WIDTH50_LENGTH40_HIGHT16_ORIENTATION180_WINDOWSRATIO30%_3Dview.U.png | WIDTH50_LENGTH40_HIGHT16_ORIENTATION180_WINDOWSRATIO30%.json
60 | 40 | 16 | 180 | 30% | 5192 | 1.2951 | 0.32377 | 46.4956 | 0.96476 | 47.4604 | WIDTH60_LENGTH40_HIGHT16_ORIENTATION180_WINDOWSRATIO30%_3Dview.U.png | WIDTH60_LENGTH40_HIGHT16_ORIENTATION180_WINDOWSRATIO30%.json
30 | 50 | 16 | 180 | 30% | 4752 | 1.3013 | 0.32534 | 45.992 | 1.1964 | 47.1884 | WIDTH30_LENGTH50_HIGHT16_ORIENTATION180_WINDOWSRATIO30%_3Dview.U.png | WIDTH30_LENGTH50_HIGHT16_ORIENTATION180_WINDOWSRATIO30%.json
40 | 50 | 16 | 180 | 30% | 5192 | 1.2951 | 0.32377 | 46.2707 | 1.0831 | 47.3538 | WIDTH40_LENGTH50_HIGHT16_ORIENTATION180_WINDOWSRATIO30%_3Dview.U.png | WIDTH40_LENGTH50_HIGHT16_ORIENTATION180_WINDOWSRATIO30%.json
50 | 50 | 16 | 180 | 30% | 5632 | 1.2898 | 0.32244 | 46.3553 | 1.0359 | 47.3912 | WIDTH50_LENGTH50_HIGHT16_ORIENTATION180_WINDOWSRATIO30%_3Dview.U.png | WIDTH50_LENGTH50_HIGHT16_ORIENTATION180_WINDOWSRATIO30%.json
60 | 50 | 16 | 180 | 30% | 6072 | 1.2852 | 0.32131 | 46.4486 | 0.99108 | 47.4397 | WIDTH60_LENGTH50_HIGHT16_ORIENTATION180_WINDOWSRATIO30%_3Dview.U.png | WIDTH60_LENGTH50_HIGHT16_ORIENTATION180_WINDOWSRATIO30%.json
30 | 60 | 16 | 180 | 30% | 5632 | 1.2898 | 0.32244 | 45.8709 | 1.2396 | 47.1105 | WIDTH30_LENGTH60_HIGHT16_ORIENTATION180_WINDOWSRATIO30%_3Dview.U.png | WIDTH30_LENGTH60_HIGHT16_ORIENTATION180_WINDOWSRATIO30%.json
40 | 60 | 16 | 180 | 30% | 6072 | 1.2852 | 0.32131 | 46.1825 | 1.1164 | 47.2989 | WIDTH40_LENGTH60_HIGHT16_ORIENTATION180_WINDOWSRATIO30%_3Dview.U.png | WIDTH40_LENGTH60_HIGHT16_ORIENTATION180_WINDOWSRATIO30%.json
50 | 60 | 16 | 180 | 30% | 6512 | 1.2813 | 0.32033 | 46.2847 | 1.0638 | 47.3485 | WIDTH50_LENGTH60_HIGHT16_ORIENTATION180_WINDOWSRATIO30%_3Dview.U.png | WIDTH50_LENGTH60_HIGHT16_ORIENTATION180_WINDOWSRATIO30%.json
60 | 60 | 16 | 180 | 30% | 6952 | 1.2779 | 0.31948 | 46.3814 | 1.0173 | 47.3987 | WIDTH60_LENGTH60_HIGHT16_ORIENTATION180_WINDOWSRATIO30%_3Dview.U.png | WIDTH60_LENGTH60_HIGHT16_ORIENTATION180_WINDOWSRATIO30%.json
30 | 30 | 8 | 225 | 30% | 1496 | 1.8449 | 0.46123 | 46.0306 | 1.2769 | 47.3075 | WIDTH30_LENGTH30_HIGHT8_ORIENTATION225_WINDOWSRATIO30%_3Dview.U.png | WIDTH30_LENGTH30_HIGHT8_ORIENTATION225_WINDOWSRATIO30%.json
40 | 30 | 8 | 225 | 30% | 1716 | 1.8298 | 0.45746 | 46.1691 | 1.2103 | 47.3794 | WIDTH40_LENGTH30_HIGHT8_ORIENTATION225_WINDOWSRATIO30%_3Dview.U.png | WIDTH40_LENGTH30_HIGHT8_ORIENTATION225_WINDOWSRATIO30%.json
50 | 30 | 8 | 225 | 30% | 1936 | 1.8182 | 0.45455 | 46.1366 | 1.2123 | 47.3488 | WIDTH50_LENGTH30_HIGHT8_ORIENTATION225_WINDOWSRATIO30%_3Dview.U.png | WIDTH50_LENGTH30_HIGHT8_ORIENTATION225_WINDOWSRATIO30%.json
60 | 30 | 8 | 225 | 30% | 2156 | 1.8089 | 0.45223 | 46.174 | 1.1967 | 47.3707 | WIDTH60_LENGTH30_HIGHT8_ORIENTATION225_WINDOWSRATIO30%_3Dview.U.png | WIDTH60_LENGTH30_HIGHT8_ORIENTATION225_WINDOWSRATIO30%.json
30 | 40 | 8 | 225 | 30% | 1936 | 1.8182 | 0.45455 | 45.9426 | 1.3002 | 47.2428 | WIDTH30_LENGTH40_HIGHT8_ORIENTATION225_WINDOWSRATIO30%_3Dview.U.png | WIDTH30_LENGTH40_HIGHT8_ORIENTATION225_WINDOWSRATIO30%.json
40 | 40 | 8 | 225 | 30% | 2156 | 1.8089 | 0.45223 | 46.13 | 1.2174 | 47.3474 | WIDTH40_LENGTH40_HIGHT8_ORIENTATION225_WINDOWSRATIO30%_3Dview.U.png | WIDTH40_LENGTH40_HIGHT8_ORIENTATION225_WINDOWSRATIO30%.json
50 | 40 | 8 | 225 | 30% | 2376 | 1.8013 | 0.45034 | 46.1178 | 1.2131 | 47.3309 | WIDTH50_LENGTH40_HIGHT8_ORIENTATION225_WINDOWSRATIO30%_3Dview.U.png | WIDTH50_LENGTH40_HIGHT8_ORIENTATION225_WINDOWSRATIO30%.json
60 | 40 | 8 | 225 | 30% | 2596 | 1.7951 | 0.44877 | 46.154 | 1.1986 | 47.3526 | WIDTH60_LENGTH40_HIGHT8_ORIENTATION225_WINDOWSRATIO30%_3Dview.U.png | WIDTH60_LENGTH40_HIGHT8_ORIENTATION225_WINDOWSRATIO30%.json
30 | 50 | 8 | 225 | 30% | 2376 | 1.8013 | 0.45034 | 45.8834 | 1.3151 | 47.1985 | WIDTH30_LENGTH50_HIGHT8_ORIENTATION225_WINDOWSRATIO30%_3Dview.U.png | WIDTH30_LENGTH50_HIGHT8_ORIENTATION225_WINDOWSRATIO30%.json
40 | 50 | 8 | 225 | 30% | 2596 | 1.7951 | 0.44877 | 46.1039 | 1.2214 | 47.3254 | WIDTH40_LENGTH50_HIGHT8_ORIENTATION225_WINDOWSRATIO30%_3Dview.U.png | WIDTH40_LENGTH50_HIGHT8_ORIENTATION225_WINDOWSRATIO30%.json
50 | 50 | 8 | 225 | 30% | 2816 | 1.7898 | 0.44744 | 46.1058 | 1.2124 | 47.3182 | WIDTH50_LENGTH50_HIGHT8_ORIENTATION225_WINDOWSRATIO30%_3Dview.U.png | WIDTH50_LENGTH50_HIGHT8_ORIENTATION225_WINDOWSRATIO30%.json
60 | 50 | 8 | 225 | 30% | 3036 | 1.7852 | 0.44631 | 46.1426 | 1.1973 | 47.3399 | WIDTH60_LENGTH50_HIGHT8_ORIENTATION225_WINDOWSRATIO30%_3Dview.U.png | WIDTH60_LENGTH50_HIGHT8_ORIENTATION225_WINDOWSRATIO30%.json
30 | 60 | 8 | 225 | 30% | 2816 | 1.7898 | 0.44744 | 45.7851 | 1.3423 | 47.1274 | WIDTH30_LENGTH60_HIGHT8_ORIENTATION225_WINDOWSRATIO30%_3Dview.U.png | WIDTH30_LENGTH60_HIGHT8_ORIENTATION225_WINDOWSRATIO30%.json
40 | 60 | 8 | 225 | 30% | 3036 | 1.7852 | 0.44631 | 46.0346 | 1.2362 | 47.2708 | WIDTH40_LENGTH60_HIGHT8_ORIENTATION225_WINDOWSRATIO30%_3Dview.U.png | WIDTH40_LENGTH60_HIGHT8_ORIENTATION225_WINDOWSRATIO30%.json
50 | 60 | 8 | 225 | 30% | 3256 | 1.7813 | 0.44533 | 46.0504 | 1.2239 | 47.2743 | WIDTH50_LENGTH60_HIGHT8_ORIENTATION225_WINDOWSRATIO30%_3Dview.U.png | WIDTH50_LENGTH60_HIGHT8_ORIENTATION225_WINDOWSRATIO30%.json
60 | 60 | 8 | 225 | 30% | 3476 | 1.7779 | 0.44448 | 46.0916 | 1.208 | 47.2996 | WIDTH60_LENGTH60_HIGHT8_ORIENTATION225_WINDOWSRATIO30%_3Dview.U.png | WIDTH60_LENGTH60_HIGHT8_ORIENTATION225_WINDOWSRATIO30%.json
30 | 30 | 12 | 225 | 30% | 2244 | 1.5116 | 0.3779 | 46.1301 | 1.1788 | 47.3089 | WIDTH30_LENGTH30_HIGHT12_ORIENTATION225_WINDOWSRATIO30%_3Dview.U.png | WIDTH30_LENGTH30_HIGHT12_ORIENTATION225_WINDOWSRATIO30%.json
40 | 30 | 12 | 225 | 30% | 2574 | 1.4965 | 0.37413 | 46.3194 | 1.0937 | 47.4131 | WIDTH40_LENGTH30_HIGHT12_ORIENTATION225_WINDOWSRATIO30%_3Dview.U.png | WIDTH40_LENGTH30_HIGHT12_ORIENTATION225_WINDOWSRATIO30%.json
50 | 30 | 12 | 225 | 30% | 2904 | 1.4848 | 0.37121 | 46.3139 | 1.084 | 47.3979 | WIDTH50_LENGTH30_HIGHT12_ORIENTATION225_WINDOWSRATIO30%_3Dview.U.png | WIDTH50_LENGTH30_HIGHT12_ORIENTATION225_WINDOWSRATIO30%.json
60 | 30 | 12 | 225 | 30% | 3234 | 1.4756 | 0.36889 | 46.3557 | 1.0632 | 47.4189 | WIDTH60_LENGTH30_HIGHT12_ORIENTATION225_WINDOWSRATIO30%_3Dview.U.png | WIDTH60_LENGTH30_HIGHT12_ORIENTATION225_WINDOWSRATIO30%.json
30 | 40 | 12 | 225 | 30% | 2904 | 1.4848 | 0.37121 | 46.0248 | 1.2096 | 47.2344 | WIDTH30_LENGTH40_HIGHT12_ORIENTATION225_WINDOWSRATIO30%_3Dview.U.png | WIDTH30_LENGTH40_HIGHT12_ORIENTATION225_WINDOWSRATIO30%.json
40 | 40 | 12 | 225 | 30% | 3234 | 1.4756 | 0.36889 | 46.2779 | 1.1046 | 47.3826 | WIDTH40_LENGTH40_HIGHT12_ORIENTATION225_WINDOWSRATIO30%_3Dview.U.png | WIDTH40_LENGTH40_HIGHT12_ORIENTATION225_WINDOWSRATIO30%.json
50 | 40 | 12 | 225 | 30% | 3564 | 1.468 | 0.367 | 46.2979 | 1.0853 | 47.3832 | WIDTH50_LENGTH40_HIGHT12_ORIENTATION225_WINDOWSRATIO30%_3Dview.U.png | WIDTH50_LENGTH40_HIGHT12_ORIENTATION225_WINDOWSRATIO30%.json
60 | 40 | 12 | 225 | 30% | 3894 | 1.4617 | 0.36543 | 46.3404 | 1.0651 | 47.4055 | WIDTH60_LENGTH40_HIGHT12_ORIENTATION225_WINDOWSRATIO30%_3Dview.U.png | WIDTH60_LENGTH40_HIGHT12_ORIENTATION225_WINDOWSRATIO30%.json
30 | 50 | 12 | 225 | 30% | 3564 | 1.468 | 0.367 | 45.9546 | 1.2301 | 47.1847 | WIDTH30_LENGTH50_HIGHT12_ORIENTATION225_WINDOWSRATIO30%_3Dview.U.png | WIDTH30_LENGTH50_HIGHT12_ORIENTATION225_WINDOWSRATIO30%.json
40 | 50 | 12 | 225 | 30% | 3894 | 1.4617 | 0.36543 | 46.2517 | 1.1107 | 47.3624 | WIDTH40_LENGTH50_HIGHT12_ORIENTATION225_WINDOWSRATIO30%_3Dview.U.png | WIDTH40_LENGTH50_HIGHT12_ORIENTATION225_WINDOWSRATIO30%.json
50 | 50 | 12 | 225 | 30% | 4224 | 1.4564 | 0.36411 | 46.2887 | 1.0853 | 47.374 | WIDTH50_LENGTH50_HIGHT12_ORIENTATION225_WINDOWSRATIO30%_3Dview.U.png | WIDTH50_LENGTH50_HIGHT12_ORIENTATION225_WINDOWSRATIO30%.json
60 | 50 | 12 | 225 | 30% | 4554 | 1.4519 | 0.36298 | 46.3323 | 1.0649 | 47.3973 | WIDTH60_LENGTH50_HIGHT12_ORIENTATION225_WINDOWSRATIO30%_3Dview.U.png | WIDTH60_LENGTH50_HIGHT12_ORIENTATION225_WINDOWSRATIO30%.json
30 | 60 | 12 | 225 | 30% | 4224 | 1.4564 | 0.36411 | 45.8476 | 1.2607 | 47.1083 | WIDTH30_LENGTH60_HIGHT12_ORIENTATION225_WINDOWSRATIO30%_3Dview.U.png | WIDTH30_LENGTH60_HIGHT12_ORIENTATION225_WINDOWSRATIO30%.json
40 | 60 | 12 | 225 | 30% | 4554 | 1.4519 | 0.36298 | 46.1817 | 1.1271 | 47.3088 | WIDTH40_LENGTH60_HIGHT12_ORIENTATION225_WINDOWSRATIO30%_3Dview.U.png | WIDTH40_LENGTH60_HIGHT12_ORIENTATION225_WINDOWSRATIO30%.json
50 | 60 | 12 | 225 | 30% | 4884 | 1.448 | 0.362 | 46.2363 | 1.0978 | 47.3341 | WIDTH50_LENGTH60_HIGHT12_ORIENTATION225_WINDOWSRATIO30%_3Dview.U.png | WIDTH50_LENGTH60_HIGHT12_ORIENTATION225_WINDOWSRATIO30%.json
60 | 60 | 12 | 225 | 30% | 5214 | 1.4446 | 0.36114 | 46.2846 | 1.0753 | 47.3599 | WIDTH60_LENGTH60_HIGHT12_ORIENTATION225_WINDOWSRATIO30%_3Dview.U.png | WIDTH60_LENGTH60_HIGHT12_ORIENTATION225_WINDOWSRATIO30%.json
30 | 30 | 16 | 225 | 30% | 2992 | 1.3449 | 0.33623 | 46.1456 | 1.1401 | 47.2857 | WIDTH30_LENGTH30_HIGHT16_ORIENTATION225_WINDOWSRATIO30%_3Dview.U.png | WIDTH30_LENGTH30_HIGHT16_ORIENTATION225_WINDOWSRATIO30%.json
40 | 30 | 16 | 225 | 30% | 3432 | 1.3298 | 0.33246 | 46.3475 | 1.0548 | 47.4022 | WIDTH40_LENGTH30_HIGHT16_ORIENTATION225_WINDOWSRATIO30%_3Dview.U.png | WIDTH40_LENGTH30_HIGHT16_ORIENTATION225_WINDOWSRATIO30%.json
50 | 30 | 16 | 225 | 30% | 3872 | 1.3182 | 0.32955 | 46.3678 | 1.0335 | 47.4013 | WIDTH50_LENGTH30_HIGHT16_ORIENTATION225_WINDOWSRATIO30%_3Dview.U.png | WIDTH50_LENGTH30_HIGHT16_ORIENTATION225_WINDOWSRATIO30%.json
60 | 30 | 16 | 225 | 30% | 4312 | 1.3089 | 0.32723 | 46.4204 | 1.0068 | 47.4272 | WIDTH60_LENGTH30_HIGHT16_ORIENTATION225_WINDOWSRATIO30%_3Dview.U.png | WIDTH60_LENGTH30_HIGHT16_ORIENTATION225_WINDOWSRATIO30%.json
30 | 40 | 16 | 225 | 30% | 3872 | 1.3182 | 0.32955 | 46.0252 | 1.1777 | 47.2029 | WIDTH30_LENGTH40_HIGHT16_ORIENTATION225_WINDOWSRATIO30%_3Dview.U.png | WIDTH30_LENGTH40_HIGHT16_ORIENTATION225_WINDOWSRATIO30%.json
40 | 40 | 16 | 225 | 30% | 4312 | 1.3089 | 0.32723 | 46.2975 | 1.0692 | 47.3667 | WIDTH40_LENGTH40_HIGHT16_ORIENTATION225_WINDOWSRATIO30%_3Dview.U.png | WIDTH40_LENGTH40_HIGHT16_ORIENTATION225_WINDOWSRATIO30%.json
50 | 40 | 16 | 225 | 30% | 4752 | 1.3013 | 0.32534 | 46.349 | 1.0378 | 47.3868 | WIDTH50_LENGTH40_HIGHT16_ORIENTATION225_WINDOWSRATIO30%_3Dview.U.png | WIDTH50_LENGTH40_HIGHT16_ORIENTATION225_WINDOWSRATIO30%.json
60 | 40 | 16 | 225 | 30% | 5192 | 1.2951 | 0.32377 | 46.4043 | 1.0103 | 47.4146 | WIDTH60_LENGTH40_HIGHT16_ORIENTATION225_WINDOWSRATIO30%_3Dview.U.png | WIDTH60_LENGTH40_HIGHT16_ORIENTATION225_WINDOWSRATIO30%.json
30 | 50 | 16 | 225 | 30% | 4752 | 1.3013 | 0.32534 | 45.944 | 1.2022 | 47.1462 | WIDTH30_LENGTH50_HIGHT16_ORIENTATION225_WINDOWSRATIO30%_3Dview.U.png | WIDTH30_LENGTH50_HIGHT16_ORIENTATION225_WINDOWSRATIO30%.json
40 | 50 | 16 | 225 | 30% | 5192 | 1.2951 | 0.32377 | 46.2662 | 1.0781 | 47.3443 | WIDTH40_LENGTH50_HIGHT16_ORIENTATION225_WINDOWSRATIO30%_3Dview.U.png | WIDTH40_LENGTH50_HIGHT16_ORIENTATION225_WINDOWSRATIO30%.json
50 | 50 | 16 | 225 | 30% | 5632 | 1.2898 | 0.32244 | 46.3379 | 1.0393 | 47.3772 | WIDTH50_LENGTH50_HIGHT16_ORIENTATION225_WINDOWSRATIO30%_3Dview.U.png | WIDTH50_LENGTH50_HIGHT16_ORIENTATION225_WINDOWSRATIO30%.json
60 | 50 | 16 | 225 | 30% | 6072 | 1.2852 | 0.32131 | 46.3965 | 1.011 | 47.4075 | WIDTH60_LENGTH50_HIGHT16_ORIENTATION225_WINDOWSRATIO30%_3Dview.U.png | WIDTH60_LENGTH50_HIGHT16_ORIENTATION225_WINDOWSRATIO30%.json
30 | 60 | 16 | 225 | 30% | 5632 | 1.2898 | 0.32244 | 45.8254 | 1.2356 | 47.061 | WIDTH30_LENGTH60_HIGHT16_ORIENTATION225_WINDOWSRATIO30%_3Dview.U.png | WIDTH30_LENGTH60_HIGHT16_ORIENTATION225_WINDOWSRATIO30%.json
40 | 60 | 16 | 225 | 30% | 6072 | 1.2852 | 0.32131 | 46.1929 | 1.0972 | 47.2901 | WIDTH40_LENGTH60_HIGHT16_ORIENTATION225_WINDOWSRATIO30%_3Dview.U.png | WIDTH40_LENGTH60_HIGHT16_ORIENTATION225_WINDOWSRATIO30%.json
50 | 60 | 16 | 225 | 30% | 6512 | 1.2813 | 0.32033 | 46.285 | 1.0522 | 47.3373 | WIDTH50_LENGTH60_HIGHT16_ORIENTATION225_WINDOWSRATIO30%_3Dview.U.png | WIDTH50_LENGTH60_HIGHT16_ORIENTATION225_WINDOWSRATIO30%.json
60 | 60 | 16 | 225 | 30% | 6952 | 1.2779 | 0.31948 | 46.3497 | 1.0224 | 47.372 | WIDTH60_LENGTH60_HIGHT16_ORIENTATION225_WINDOWSRATIO30%_3Dview.U.png | WIDTH60_LENGTH60_HIGHT16_ORIENTATION225_WINDOWSRATIO30%.json
30 | 30 | 8 | 270 | 30% | 1496 | 1.8449 | 0.46123 | 46.3065 | 1.1202 | 47.4267 | WIDTH30_LENGTH30_HIGHT8_ORIENTATION270_WINDOWSRATIO30%_3Dview.U.png | WIDTH30_LENGTH30_HIGHT8_ORIENTATION270_WINDOWSRATIO30%.json
40 | 30 | 8 | 270 | 30% | 1716 | 1.8298 | 0.45746 | 46.3447 | 1.1072 | 47.452 | WIDTH40_LENGTH30_HIGHT8_ORIENTATION270_WINDOWSRATIO30%_3Dview.U.png | WIDTH40_LENGTH30_HIGHT8_ORIENTATION270_WINDOWSRATIO30%.json
50 | 30 | 8 | 270 | 30% | 1936 | 1.8182 | 0.45455 | 46.2937 | 1.1307 | 47.4244 | WIDTH50_LENGTH30_HIGHT8_ORIENTATION270_WINDOWSRATIO30%_3Dview.U.png | WIDTH50_LENGTH30_HIGHT8_ORIENTATION270_WINDOWSRATIO30%.json
60 | 30 | 8 | 270 | 30% | 2156 | 1.8089 | 0.45223 | 46.2783 | 1.142 | 47.4203 | WIDTH60_LENGTH30_HIGHT8_ORIENTATION270_WINDOWSRATIO30%_3Dview.U.png | WIDTH60_LENGTH30_HIGHT8_ORIENTATION270_WINDOWSRATIO30%.json
30 | 40 | 8 | 270 | 30% | 1936 | 1.8182 | 0.45455 | 46.2711 | 1.1051 | 47.3762 | WIDTH30_LENGTH40_HIGHT8_ORIENTATION270_WINDOWSRATIO30%_3Dview.U.png | WIDTH30_LENGTH40_HIGHT8_ORIENTATION270_WINDOWSRATIO30%.json
40 | 40 | 8 | 270 | 30% | 2156 | 1.8089 | 0.45223 | 46.3531 | 1.0711 | 47.4242 | WIDTH40_LENGTH40_HIGHT8_ORIENTATION270_WINDOWSRATIO30%_3Dview.U.png | WIDTH40_LENGTH40_HIGHT8_ORIENTATION270_WINDOWSRATIO30%.json
50 | 40 | 8 | 270 | 30% | 2376 | 1.8013 | 0.45034 | 46.3161 | 1.0929 | 47.409 | WIDTH50_LENGTH40_HIGHT8_ORIENTATION270_WINDOWSRATIO30%_3Dview.U.png | WIDTH50_LENGTH40_HIGHT8_ORIENTATION270_WINDOWSRATIO30%.json
60 | 40 | 8 | 270 | 30% | 2596 | 1.7951 | 0.44877 | 46.3058 | 1.1054 | 47.4112 | WIDTH60_LENGTH40_HIGHT8_ORIENTATION270_WINDOWSRATIO30%_3Dview.U.png | WIDTH60_LENGTH40_HIGHT8_ORIENTATION270_WINDOWSRATIO30%.json
30 | 50 | 8 | 270 | 30% | 2376 | 1.8013 | 0.45034 | 46.243 | 1.0964 | 47.3394 | WIDTH30_LENGTH50_HIGHT8_ORIENTATION270_WINDOWSRATIO30%_3Dview.U.png | WIDTH30_LENGTH50_HIGHT8_ORIENTATION270_WINDOWSRATIO30%.json
40 | 50 | 8 | 270 | 30% | 2596 | 1.7951 | 0.44877 | 46.357 | 1.0483 | 47.4053 | WIDTH40_LENGTH50_HIGHT8_ORIENTATION270_WINDOWSRATIO30%_3Dview.U.png | WIDTH40_LENGTH50_HIGHT8_ORIENTATION270_WINDOWSRATIO30%.json
50 | 50 | 8 | 270 | 30% | 2816 | 1.7898 | 0.44744 | 46.331 | 1.065 | 47.396 | WIDTH50_LENGTH50_HIGHT8_ORIENTATION270_WINDOWSRATIO30%_3Dview.U.png | WIDTH50_LENGTH50_HIGHT8_ORIENTATION270_WINDOWSRATIO30%.json
60 | 50 | 8 | 270 | 30% | 3036 | 1.7852 | 0.44631 | 46.3246 | 1.0761 | 47.4007 | WIDTH60_LENGTH50_HIGHT8_ORIENTATION270_WINDOWSRATIO30%_3Dview.U.png | WIDTH60_LENGTH50_HIGHT8_ORIENTATION270_WINDOWSRATIO30%.json
30 | 60 | 8 | 270 | 30% | 2816 | 1.7898 | 0.44744 | 46.1629 | 1.1043 | 47.2673 | WIDTH30_LENGTH60_HIGHT8_ORIENTATION270_WINDOWSRATIO30%_3Dview.U.png | WIDTH30_LENGTH60_HIGHT8_ORIENTATION270_WINDOWSRATIO30%.json
40 | 60 | 8 | 270 | 30% | 3036 | 1.7852 | 0.44631 | 46.307 | 1.0432 | 47.3501 | WIDTH40_LENGTH60_HIGHT8_ORIENTATION270_WINDOWSRATIO30%_3Dview.U.png | WIDTH40_LENGTH60_HIGHT8_ORIENTATION270_WINDOWSRATIO30%.json
50 | 60 | 8 | 270 | 30% | 3256 | 1.7813 | 0.44533 | 46.2935 | 1.0581 | 47.3516 | WIDTH50_LENGTH60_HIGHT8_ORIENTATION270_WINDOWSRATIO30%_3Dview.U.png | WIDTH50_LENGTH60_HIGHT8_ORIENTATION270_WINDOWSRATIO30%.json
60 | 60 | 8 | 270 | 30% | 3476 | 1.7779 | 0.44448 | 46.2953 | 1.0674 | 47.3627 | WIDTH60_LENGTH60_HIGHT8_ORIENTATION270_WINDOWSRATIO30%_3Dview.U.png | WIDTH60_LENGTH60_HIGHT8_ORIENTATION270_WINDOWSRATIO30%.json
30 | 30 | 12 | 270 | 30% | 2244 | 1.5116 | 0.3779 | 46.3721 | 1.0502 | 47.4223 | WIDTH30_LENGTH30_HIGHT12_ORIENTATION270_WINDOWSRATIO30%_3Dview.U.png | WIDTH30_LENGTH30_HIGHT12_ORIENTATION270_WINDOWSRATIO30%.json
40 | 30 | 12 | 270 | 30% | 2574 | 1.4965 | 0.37413 | 46.5109 | 0.98487 | 47.4958 | WIDTH40_LENGTH30_HIGHT12_ORIENTATION270_WINDOWSRATIO30%_3Dview.U.png | WIDTH40_LENGTH30_HIGHT12_ORIENTATION270_WINDOWSRATIO30%.json
50 | 30 | 12 | 270 | 30% | 2904 | 1.4848 | 0.37121 | 46.4633 | 1.0065 | 47.4697 | WIDTH50_LENGTH30_HIGHT12_ORIENTATION270_WINDOWSRATIO30%_3Dview.U.png | WIDTH50_LENGTH30_HIGHT12_ORIENTATION270_WINDOWSRATIO30%.json
60 | 30 | 12 | 270 | 30% | 3234 | 1.4756 | 0.36889 | 46.4493 | 1.017 | 47.4663 | WIDTH60_LENGTH30_HIGHT12_ORIENTATION270_WINDOWSRATIO30%_3Dview.U.png | WIDTH60_LENGTH30_HIGHT12_ORIENTATION270_WINDOWSRATIO30%.json
30 | 40 | 12 | 270 | 30% | 2904 | 1.4848 | 0.37121 | 46.3095 | 1.0548 | 47.3643 | WIDTH30_LENGTH40_HIGHT12_ORIENTATION270_WINDOWSRATIO30%_3Dview.U.png | WIDTH30_LENGTH40_HIGHT12_ORIENTATION270_WINDOWSRATIO30%.json
40 | 40 | 12 | 270 | 30% | 3234 | 1.4756 | 0.36889 | 46.5332 | 0.94606 | 47.4792 | WIDTH40_LENGTH40_HIGHT12_ORIENTATION270_WINDOWSRATIO30%_3Dview.U.png | WIDTH40_LENGTH40_HIGHT12_ORIENTATION270_WINDOWSRATIO30%.json
50 | 40 | 12 | 270 | 30% | 3564 | 1.468 | 0.367 | 46.4998 | 0.96602 | 47.4658 | WIDTH50_LENGTH40_HIGHT12_ORIENTATION270_WINDOWSRATIO30%_3Dview.U.png | WIDTH50_LENGTH40_HIGHT12_ORIENTATION270_WINDOWSRATIO30%.json
60 | 40 | 12 | 270 | 30% | 3894 | 1.4617 | 0.36543 | 46.4878 | 0.97757 | 47.4653 | WIDTH60_LENGTH40_HIGHT12_ORIENTATION270_WINDOWSRATIO30%_3Dview.U.png | WIDTH60_LENGTH40_HIGHT12_ORIENTATION270_WINDOWSRATIO30%.json
30 | 50 | 12 | 270 | 30% | 3564 | 1.468 | 0.367 | 46.2651 | 1.0571 | 47.3222 | WIDTH30_LENGTH50_HIGHT12_ORIENTATION270_WINDOWSRATIO30%_3Dview.U.png | WIDTH30_LENGTH50_HIGHT12_ORIENTATION270_WINDOWSRATIO30%.json
40 | 50 | 12 | 270 | 30% | 3894 | 1.4617 | 0.36543 | 46.546 | 0.92155 | 47.4675 | WIDTH40_LENGTH50_HIGHT12_ORIENTATION270_WINDOWSRATIO30%_3Dview.U.png | WIDTH40_LENGTH50_HIGHT12_ORIENTATION270_WINDOWSRATIO30%.json
50 | 50 | 12 | 270 | 30% | 4224 | 1.4564 | 0.36411 | 46.5237 | 0.9356 | 47.4593 | WIDTH50_LENGTH50_HIGHT12_ORIENTATION270_WINDOWSRATIO30%_3Dview.U.png | WIDTH50_LENGTH50_HIGHT12_ORIENTATION270_WINDOWSRATIO30%.json
60 | 50 | 12 | 270 | 30% | 4554 | 1.4519 | 0.36298 | 46.5161 | 0.94686 | 47.4629 | WIDTH60_LENGTH50_HIGHT12_ORIENTATION270_WINDOWSRATIO30%_3Dview.U.png | WIDTH60_LENGTH50_HIGHT12_ORIENTATION270_WINDOWSRATIO30%.json
30 | 60 | 12 | 270 | 30% | 4224 | 1.4564 | 0.36411 | 46.1739 | 1.0743 | 47.2482 | WIDTH30_LENGTH60_HIGHT12_ORIENTATION270_WINDOWSRATIO30%_3Dview.U.png | WIDTH30_LENGTH60_HIGHT12_ORIENTATION270_WINDOWSRATIO30%.json
40 | 60 | 12 | 270 | 30% | 4554 | 1.4519 | 0.36298 | 46.5041 | 0.91542 | 47.4195 | WIDTH40_LENGTH60_HIGHT12_ORIENTATION270_WINDOWSRATIO30%_3Dview.U.png | WIDTH40_LENGTH60_HIGHT12_ORIENTATION270_WINDOWSRATIO30%.json
50 | 60 | 12 | 270 | 30% | 4884 | 1.448 | 0.362 | 46.495 | 0.92618 | 47.4212 | WIDTH50_LENGTH60_HIGHT12_ORIENTATION270_WINDOWSRATIO30%_3Dview.U.png | WIDTH50_LENGTH60_HIGHT12_ORIENTATION270_WINDOWSRATIO30%.json
60 | 60 | 12 | 270 | 30% | 5214 | 1.4446 | 0.36114 | 46.4932 | 0.93421 | 47.4275 | WIDTH60_LENGTH60_HIGHT12_ORIENTATION270_WINDOWSRATIO30%_3Dview.U.png | WIDTH60_LENGTH60_HIGHT12_ORIENTATION270_WINDOWSRATIO30%.json
30 | 30 | 16 | 270 | 30% | 2992 | 1.3449 | 0.33623 | 46.3768 | 1.0215 | 47.3983 | WIDTH30_LENGTH30_HIGHT16_ORIENTATION270_WINDOWSRATIO30%_3Dview.U.png | WIDTH30_LENGTH30_HIGHT16_ORIENTATION270_WINDOWSRATIO30%.json
40 | 30 | 16 | 270 | 30% | 3432 | 1.3298 | 0.33246 | 46.5611 | 0.93817 | 47.4992 | WIDTH40_LENGTH30_HIGHT16_ORIENTATION270_WINDOWSRATIO30%_3Dview.U.png | WIDTH40_LENGTH30_HIGHT16_ORIENTATION270_WINDOWSRATIO30%.json
50 | 30 | 16 | 270 | 30% | 3872 | 1.3182 | 0.32955 | 46.5198 | 0.95622 | 47.476 | WIDTH50_LENGTH30_HIGHT16_ORIENTATION270_WINDOWSRATIO30%_3Dview.U.png | WIDTH50_LENGTH30_HIGHT16_ORIENTATION270_WINDOWSRATIO30%.json
60 | 30 | 16 | 270 | 30% | 4312 | 1.3089 | 0.32723 | 46.5065 | 0.96428 | 47.4708 | WIDTH60_LENGTH30_HIGHT16_ORIENTATION270_WINDOWSRATIO30%_3Dview.U.png | WIDTH60_LENGTH30_HIGHT16_ORIENTATION270_WINDOWSRATIO30%.json
30 | 40 | 16 | 270 | 30% | 3872 | 1.3182 | 0.32955 | 46.2941 | 1.0352 | 47.3292 | WIDTH30_LENGTH40_HIGHT16_ORIENTATION270_WINDOWSRATIO30%_3Dview.U.png | WIDTH30_LENGTH40_HIGHT16_ORIENTATION270_WINDOWSRATIO30%.json
40 | 40 | 16 | 270 | 30% | 4312 | 1.3089 | 0.32723 | 46.5808 | 0.90484 | 47.4857 | WIDTH40_LENGTH40_HIGHT16_ORIENTATION270_WINDOWSRATIO30%_3Dview.U.png | WIDTH40_LENGTH40_HIGHT16_ORIENTATION270_WINDOWSRATIO30%.json
50 | 40 | 16 | 270 | 30% | 4752 | 1.3013 | 0.32534 | 46.5604 | 0.91534 | 47.4757 | WIDTH50_LENGTH40_HIGHT16_ORIENTATION270_WINDOWSRATIO30%_3Dview.U.png | WIDTH50_LENGTH40_HIGHT16_ORIENTATION270_WINDOWSRATIO30%.json
60 | 40 | 16 | 270 | 30% | 5192 | 1.2951 | 0.32377 | 46.5501 | 0.92516 | 47.4753 | WIDTH60_LENGTH40_HIGHT16_ORIENTATION270_WINDOWSRATIO30%_3Dview.U.png | WIDTH60_LENGTH40_HIGHT16_ORIENTATION270_WINDOWSRATIO30%.json
30 | 50 | 16 | 270 | 30% | 4752 | 1.3013 | 0.32534 | 46.2358 | 1.0441 | 47.2799 | WIDTH30_LENGTH50_HIGHT16_ORIENTATION270_WINDOWSRATIO30%_3Dview.U.png | WIDTH30_LENGTH50_HIGHT16_ORIENTATION270_WINDOWSRATIO30%.json
40 | 50 | 16 | 270 | 30% | 5192 | 1.2951 | 0.32377 | 46.5924 | 0.88147 | 47.4739 | WIDTH40_LENGTH50_HIGHT16_ORIENTATION270_WINDOWSRATIO30%_3Dview.U.png | WIDTH40_LENGTH50_HIGHT16_ORIENTATION270_WINDOWSRATIO30%.json
50 | 50 | 16 | 270 | 30% | 5632 | 1.2898 | 0.32244 | 46.5901 | 0.88365 | 47.4738 | WIDTH50_LENGTH50_HIGHT16_ORIENTATION270_WINDOWSRATIO30%_3Dview.U.png | WIDTH50_LENGTH50_HIGHT16_ORIENTATION270_WINDOWSRATIO30%.json
60 | 50 | 16 | 270 | 30% | 6072 | 1.2852 | 0.32131 | 46.5838 | 0.89327 | 47.477 | WIDTH60_LENGTH50_HIGHT16_ORIENTATION270_WINDOWSRATIO30%_3Dview.U.png | WIDTH60_LENGTH50_HIGHT16_ORIENTATION270_WINDOWSRATIO30%.json
30 | 60 | 16 | 270 | 30% | 5632 | 1.2898 | 0.32244 | 46.1323 | 1.0666 | 47.1989 | WIDTH30_LENGTH60_HIGHT16_ORIENTATION270_WINDOWSRATIO30%_3Dview.U.png | WIDTH30_LENGTH60_HIGHT16_ORIENTATION270_WINDOWSRATIO30%.json
40 | 60 | 16 | 270 | 30% | 6072 | 1.2852 | 0.32131 | 46.5497 | 0.87823 | 47.428 | WIDTH40_LENGTH60_HIGHT16_ORIENTATION270_WINDOWSRATIO30%_3Dview.U.png | WIDTH40_LENGTH60_HIGHT16_ORIENTATION270_WINDOWSRATIO30%.json
50 | 60 | 16 | 270 | 30% | 6512 | 1.2813 | 0.32033 | 46.5659 | 0.87099 | 47.4369 | WIDTH50_LENGTH60_HIGHT16_ORIENTATION270_WINDOWSRATIO30%_3Dview.U.png | WIDTH50_LENGTH60_HIGHT16_ORIENTATION270_WINDOWSRATIO30%.json
60 | 60 | 16 | 270 | 30% | 6952 | 1.2779 | 0.31948 | 46.5654 | 0.88035 | 47.4458 | WIDTH60_LENGTH60_HIGHT16_ORIENTATION270_WINDOWSRATIO30%_3Dview.U.png | WIDTH60_LENGTH60_HIGHT16_ORIENTATION270_WINDOWSRATIO30%.json
30 | 30 | 8 | 315 | 30% | 1496 | 1.8449 | 0.46123 | 46.0525 | 1.2749 | 47.3275 | WIDTH30_LENGTH30_HIGHT8_ORIENTATION315_WINDOWSRATIO30%_3Dview.U.png | WIDTH30_LENGTH30_HIGHT8_ORIENTATION315_WINDOWSRATIO30%.json
40 | 30 | 8 | 315 | 30% | 1716 | 1.8298 | 0.45746 | 46.1779 | 1.2086 | 47.3865 | WIDTH40_LENGTH30_HIGHT8_ORIENTATION315_WINDOWSRATIO30%_3Dview.U.png | WIDTH40_LENGTH30_HIGHT8_ORIENTATION315_WINDOWSRATIO30%.json
50 | 30 | 8 | 315 | 30% | 1936 | 1.8182 | 0.45455 | 46.18 | 1.1956 | 47.3756 | WIDTH50_LENGTH30_HIGHT8_ORIENTATION315_WINDOWSRATIO30%_3Dview.U.png | WIDTH50_LENGTH30_HIGHT8_ORIENTATION315_WINDOWSRATIO30%.json
60 | 30 | 8 | 315 | 30% | 2156 | 1.8089 | 0.45223 | 46.1403 | 1.2051 | 47.3454 | WIDTH60_LENGTH30_HIGHT8_ORIENTATION315_WINDOWSRATIO30%_3Dview.U.png | WIDTH60_LENGTH30_HIGHT8_ORIENTATION315_WINDOWSRATIO30%.json
30 | 40 | 8 | 315 | 30% | 1936 | 1.8182 | 0.45455 | 45.9693 | 1.304 | 47.2733 | WIDTH30_LENGTH40_HIGHT8_ORIENTATION315_WINDOWSRATIO30%_3Dview.U.png | WIDTH30_LENGTH40_HIGHT8_ORIENTATION315_WINDOWSRATIO30%.json
40 | 40 | 8 | 315 | 30% | 2156 | 1.8089 | 0.45223 | 46.1397 | 1.219 | 47.3587 | WIDTH40_LENGTH40_HIGHT8_ORIENTATION315_WINDOWSRATIO30%_3Dview.U.png | WIDTH40_LENGTH40_HIGHT8_ORIENTATION315_WINDOWSRATIO30%.json
50 | 40 | 8 | 315 | 30% | 2376 | 1.8013 | 0.45034 | 46.156 | 1.2031 | 47.3591 | WIDTH50_LENGTH40_HIGHT8_ORIENTATION315_WINDOWSRATIO30%_3Dview.U.png | WIDTH50_LENGTH40_HIGHT8_ORIENTATION315_WINDOWSRATIO30%.json
60 | 40 | 8 | 315 | 30% | 2596 | 1.7951 | 0.44877 | 46.1275 | 1.2091 | 47.3366 | WIDTH60_LENGTH40_HIGHT8_ORIENTATION315_WINDOWSRATIO30%_3Dview.U.png | WIDTH60_LENGTH40_HIGHT8_ORIENTATION315_WINDOWSRATIO30%.json
30 | 50 | 8 | 315 | 30% | 2376 | 1.8013 | 0.45034 | 45.9142 | 1.3211 | 47.2353 | WIDTH30_LENGTH50_HIGHT8_ORIENTATION315_WINDOWSRATIO30%_3Dview.U.png | WIDTH30_LENGTH50_HIGHT8_ORIENTATION315_WINDOWSRATIO30%.json
40 | 50 | 8 | 315 | 30% | 2596 | 1.7951 | 0.44877 | 46.1131 | 1.227 | 47.3401 | WIDTH40_LENGTH50_HIGHT8_ORIENTATION315_WINDOWSRATIO30%_3Dview.U.png | WIDTH40_LENGTH50_HIGHT8_ORIENTATION315_WINDOWSRATIO30%.json
50 | 50 | 8 | 315 | 30% | 2816 | 1.7898 | 0.44744 | 46.1388 | 1.209 | 47.3478 | WIDTH50_LENGTH50_HIGHT8_ORIENTATION315_WINDOWSRATIO30%_3Dview.U.png | WIDTH50_LENGTH50_HIGHT8_ORIENTATION315_WINDOWSRATIO30%.json
60 | 50 | 8 | 315 | 30% | 3036 | 1.7852 | 0.44631 | 46.1195 | 1.2116 | 47.3311 | WIDTH60_LENGTH50_HIGHT8_ORIENTATION315_WINDOWSRATIO30%_3Dview.U.png | WIDTH60_LENGTH50_HIGHT8_ORIENTATION315_WINDOWSRATIO30%.json
30 | 60 | 8 | 315 | 30% | 2816 | 1.7898 | 0.44744 | 45.8187 | 1.3479 | 47.1666 | WIDTH30_LENGTH60_HIGHT8_ORIENTATION315_WINDOWSRATIO30%_3Dview.U.png | WIDTH30_LENGTH60_HIGHT8_ORIENTATION315_WINDOWSRATIO30%.json
40 | 60 | 8 | 315 | 30% | 3036 | 1.7852 | 0.44631 | 46.0452 | 1.2445 | 47.2897 | WIDTH40_LENGTH60_HIGHT8_ORIENTATION315_WINDOWSRATIO30%_3Dview.U.png | WIDTH40_LENGTH60_HIGHT8_ORIENTATION315_WINDOWSRATIO30%.json
50 | 60 | 8 | 315 | 30% | 3256 | 1.7813 | 0.44533 | 46.0813 | 1.2231 | 47.3044 | WIDTH50_LENGTH60_HIGHT8_ORIENTATION315_WINDOWSRATIO30%_3Dview.U.png | WIDTH50_LENGTH60_HIGHT8_ORIENTATION315_WINDOWSRATIO30%.json
60 | 60 | 8 | 315 | 30% | 3476 | 1.7779 | 0.44448 | 46.0727 | 1.223 | 47.2956 | WIDTH60_LENGTH60_HIGHT8_ORIENTATION315_WINDOWSRATIO30%_3Dview.U.png | WIDTH60_LENGTH60_HIGHT8_ORIENTATION315_WINDOWSRATIO30%.json
30 | 30 | 12 | 315 | 30% | 2244 | 1.5116 | 0.3779 | 46.1487 | 1.1751 | 47.3239 | WIDTH30_LENGTH30_HIGHT12_ORIENTATION315_WINDOWSRATIO30%_3Dview.U.png | WIDTH30_LENGTH30_HIGHT12_ORIENTATION315_WINDOWSRATIO30%.json
40 | 30 | 12 | 315 | 30% | 2574 | 1.4965 | 0.37413 | 46.3286 | 1.0912 | 47.4198 | WIDTH40_LENGTH30_HIGHT12_ORIENTATION315_WINDOWSRATIO30%_3Dview.U.png | WIDTH40_LENGTH30_HIGHT12_ORIENTATION315_WINDOWSRATIO30%.json
50 | 30 | 12 | 315 | 30% | 2904 | 1.4848 | 0.37121 | 46.3595 | 1.0652 | 47.4247 | WIDTH50_LENGTH30_HIGHT12_ORIENTATION315_WINDOWSRATIO30%_3Dview.U.png | WIDTH50_LENGTH30_HIGHT12_ORIENTATION315_WINDOWSRATIO30%.json
60 | 30 | 12 | 315 | 30% | 3234 | 1.4756 | 0.36889 | 46.331 | 1.071 | 47.402 | WIDTH60_LENGTH30_HIGHT12_ORIENTATION315_WINDOWSRATIO30%_3Dview.U.png | WIDTH60_LENGTH30_HIGHT12_ORIENTATION315_WINDOWSRATIO30%.json
30 | 40 | 12 | 315 | 30% | 2904 | 1.4848 | 0.37121 | 46.0442 | 1.2115 | 47.2558 | WIDTH30_LENGTH40_HIGHT12_ORIENTATION315_WINDOWSRATIO30%_3Dview.U.png | WIDTH30_LENGTH40_HIGHT12_ORIENTATION315_WINDOWSRATIO30%.json
40 | 40 | 12 | 315 | 30% | 3234 | 1.4756 | 0.36889 | 46.2801 | 1.1052 | 47.3853 | WIDTH40_LENGTH40_HIGHT12_ORIENTATION315_WINDOWSRATIO30%_3Dview.U.png | WIDTH40_LENGTH40_HIGHT12_ORIENTATION315_WINDOWSRATIO30%.json
50 | 40 | 12 | 315 | 30% | 3564 | 1.468 | 0.367 | 46.3285 | 1.0742 | 47.4027 | WIDTH50_LENGTH40_HIGHT12_ORIENTATION315_WINDOWSRATIO30%_3Dview.U.png | WIDTH50_LENGTH40_HIGHT12_ORIENTATION315_WINDOWSRATIO30%.json
60 | 40 | 12 | 315 | 30% | 3894 | 1.4617 | 0.36543 | 46.3117 | 1.0759 | 47.3876 | WIDTH60_LENGTH40_HIGHT12_ORIENTATION315_WINDOWSRATIO30%_3Dview.U.png | WIDTH60_LENGTH40_HIGHT12_ORIENTATION315_WINDOWSRATIO30%.json
30 | 50 | 12 | 315 | 30% | 3564 | 1.468 | 0.367 | 45.9717 | 1.2338 | 47.2055 | WIDTH30_LENGTH50_HIGHT12_ORIENTATION315_WINDOWSRATIO30%_3Dview.U.png | WIDTH30_LENGTH50_HIGHT12_ORIENTATION315_WINDOWSRATIO30%.json
40 | 50 | 12 | 315 | 30% | 3894 | 1.4617 | 0.36543 | 46.2477 | 1.1146 | 47.3624 | WIDTH40_LENGTH50_HIGHT12_ORIENTATION315_WINDOWSRATIO30%_3Dview.U.png | WIDTH40_LENGTH50_HIGHT12_ORIENTATION315_WINDOWSRATIO30%.json
50 | 50 | 12 | 315 | 30% | 4224 | 1.4564 | 0.36411 | 46.3073 | 1.0805 | 47.3878 | WIDTH50_LENGTH50_HIGHT12_ORIENTATION315_WINDOWSRATIO30%_3Dview.U.png | WIDTH50_LENGTH50_HIGHT12_ORIENTATION315_WINDOWSRATIO30%.json
60 | 50 | 12 | 315 | 30% | 4554 | 1.4519 | 0.36298 | 46.2998 | 1.0789 | 47.3787 | WIDTH60_LENGTH50_HIGHT12_ORIENTATION315_WINDOWSRATIO30%_3Dview.U.png | WIDTH60_LENGTH50_HIGHT12_ORIENTATION315_WINDOWSRATIO30%.json
30 | 60 | 12 | 315 | 30% | 4224 | 1.4564 | 0.36411 | 45.8668 | 1.2643 | 47.1311 | WIDTH30_LENGTH60_HIGHT12_ORIENTATION315_WINDOWSRATIO30%_3Dview.U.png | WIDTH30_LENGTH60_HIGHT12_ORIENTATION315_WINDOWSRATIO30%.json
40 | 60 | 12 | 315 | 30% | 4554 | 1.4519 | 0.36298 | 46.1766 | 1.1337 | 47.3103 | WIDTH40_LENGTH60_HIGHT12_ORIENTATION315_WINDOWSRATIO30%_3Dview.U.png | WIDTH40_LENGTH60_HIGHT12_ORIENTATION315_WINDOWSRATIO30%.json
50 | 60 | 12 | 315 | 30% | 4884 | 1.448 | 0.362 | 46.2492 | 1.096 | 47.3452 | WIDTH50_LENGTH60_HIGHT12_ORIENTATION315_WINDOWSRATIO30%_3Dview.U.png | WIDTH50_LENGTH60_HIGHT12_ORIENTATION315_WINDOWSRATIO30%.json
60 | 60 | 12 | 315 | 30% | 5214 | 1.4446 | 0.36114 | 46.2515 | 1.0909 | 47.3424 | WIDTH60_LENGTH60_HIGHT12_ORIENTATION315_WINDOWSRATIO30%_3Dview.U.png | WIDTH60_LENGTH60_HIGHT12_ORIENTATION315_WINDOWSRATIO30%.json
30 | 30 | 16 | 315 | 30% | 2992 | 1.3449 | 0.33623 | 46.1651 | 1.1363 | 47.3014 | WIDTH30_LENGTH30_HIGHT16_ORIENTATION315_WINDOWSRATIO30%_3Dview.U.png | WIDTH30_LENGTH30_HIGHT16_ORIENTATION315_WINDOWSRATIO30%.json
40 | 30 | 16 | 315 | 30% | 3432 | 1.3298 | 0.33246 | 46.3619 | 1.0508 | 47.4127 | WIDTH40_LENGTH30_HIGHT16_ORIENTATION315_WINDOWSRATIO30%_3Dview.U.png | WIDTH40_LENGTH30_HIGHT16_ORIENTATION315_WINDOWSRATIO30%.json
50 | 30 | 16 | 315 | 30% | 3872 | 1.3182 | 0.32955 | 46.4177 | 1.0143 | 47.4321 | WIDTH50_LENGTH30_HIGHT16_ORIENTATION315_WINDOWSRATIO30%_3Dview.U.png | WIDTH50_LENGTH30_HIGHT16_ORIENTATION315_WINDOWSRATIO30%.json
60 | 30 | 16 | 315 | 30% | 4312 | 1.3089 | 0.32723 | 46.4003 | 1.0141 | 47.4144 | WIDTH60_LENGTH30_HIGHT16_ORIENTATION315_WINDOWSRATIO30%_3Dview.U.png | WIDTH60_LENGTH30_HIGHT16_ORIENTATION315_WINDOWSRATIO30%.json
30 | 40 | 16 | 315 | 30% | 3872 | 1.3182 | 0.32955 | 46.0421 | 1.1773 | 47.2194 | WIDTH30_LENGTH40_HIGHT16_ORIENTATION315_WINDOWSRATIO30%_3Dview.U.png | WIDTH30_LENGTH40_HIGHT16_ORIENTATION315_WINDOWSRATIO30%.json
40 | 40 | 16 | 315 | 30% | 4312 | 1.3089 | 0.32723 | 46.3024 | 1.0684 | 47.3708 | WIDTH40_LENGTH40_HIGHT16_ORIENTATION315_WINDOWSRATIO30%_3Dview.U.png | WIDTH40_LENGTH40_HIGHT16_ORIENTATION315_WINDOWSRATIO30%.json
50 | 40 | 16 | 315 | 30% | 4752 | 1.3013 | 0.32534 | 46.3804 | 1.0249 | 47.4053 | WIDTH50_LENGTH40_HIGHT16_ORIENTATION315_WINDOWSRATIO30%_3Dview.U.png | WIDTH50_LENGTH40_HIGHT16_ORIENTATION315_WINDOWSRATIO30%.json
60 | 40 | 16 | 315 | 30% | 5192 | 1.2951 | 0.32377 | 46.3769 | 1.0196 | 47.3965 | WIDTH60_LENGTH40_HIGHT16_ORIENTATION315_WINDOWSRATIO30%_3Dview.U.png | WIDTH60_LENGTH40_HIGHT16_ORIENTATION315_WINDOWSRATIO30%.json
30 | 50 | 16 | 315 | 30% | 4752 | 1.3013 | 0.32534 | 45.9609 | 1.204 | 47.1649 | WIDTH30_LENGTH50_HIGHT16_ORIENTATION315_WINDOWSRATIO30%_3Dview.U.png | WIDTH30_LENGTH50_HIGHT16_ORIENTATION315_WINDOWSRATIO30%.json
40 | 50 | 16 | 315 | 30% | 5192 | 1.2951 | 0.32377 | 46.2628 | 1.0805 | 47.3434 | WIDTH40_LENGTH50_HIGHT16_ORIENTATION315_WINDOWSRATIO30%_3Dview.U.png | WIDTH40_LENGTH50_HIGHT16_ORIENTATION315_WINDOWSRATIO30%.json
50 | 50 | 16 | 315 | 30% | 5632 | 1.2898 | 0.32244 | 46.3551 | 1.0324 | 47.3874 | WIDTH50_LENGTH50_HIGHT16_ORIENTATION315_WINDOWSRATIO30%_3Dview.U.png | WIDTH50_LENGTH50_HIGHT16_ORIENTATION315_WINDOWSRATIO30%.json
60 | 50 | 16 | 315 | 30% | 6072 | 1.2852 | 0.32131 | 46.3623 | 1.0233 | 47.3856 | WIDTH60_LENGTH50_HIGHT16_ORIENTATION315_WINDOWSRATIO30%_3Dview.U.png | WIDTH60_LENGTH50_HIGHT16_ORIENTATION315_WINDOWSRATIO30%.json
30 | 60 | 16 | 315 | 30% | 5632 | 1.2898 | 0.32244 | 45.8438 | 1.2378 | 47.0816 | WIDTH30_LENGTH60_HIGHT16_ORIENTATION315_WINDOWSRATIO30%_3Dview.U.png | WIDTH30_LENGTH60_HIGHT16_ORIENTATION315_WINDOWSRATIO30%.json
40 | 60 | 16 | 315 | 30% | 6072 | 1.2852 | 0.32131 | 46.1851 | 1.1026 | 47.2877 | WIDTH40_LENGTH60_HIGHT16_ORIENTATION315_WINDOWSRATIO30%_3Dview.U.png | WIDTH40_LENGTH60_HIGHT16_ORIENTATION315_WINDOWSRATIO30%.json
50 | 60 | 16 | 315 | 30% | 6512 | 1.2813 | 0.32033 | 46.294 | 1.0487 | 47.3427 | WIDTH50_LENGTH60_HIGHT16_ORIENTATION315_WINDOWSRATIO30%_3Dview.U.png | WIDTH50_LENGTH60_HIGHT16_ORIENTATION315_WINDOWSRATIO30%.json
60 | 60 | 16 | 315 | 30% | 6952 | 1.2779 | 0.31948 | 46.3121 | 1.0366 | 47.3486 | WIDTH60_LENGTH60_HIGHT16_ORIENTATION315_WINDOWSRATIO30%_3Dview.U.png | WIDTH60_LENGTH60_HIGHT16_ORIENTATION315_WINDOWSRATIO30%.json
30 | 30 | 8 | 0 | 40% | 1496 | 1.8449 | 0.46123 | 46.756 | 1.0751 | 47.8311 | WIDTH30_LENGTH30_HIGHT8_ORIENTATION0_WINDOWSRATIO40%_3Dview.U.png | WIDTH30_LENGTH30_HIGHT8_ORIENTATION0_WINDOWSRATIO40%.json
40 | 30 | 8 | 0 | 40% | 1716 | 1.8298 | 0.45746 | 46.903 | 0.99287 | 47.8959 | WIDTH40_LENGTH30_HIGHT8_ORIENTATION0_WINDOWSRATIO40%_3Dview.U.png | WIDTH40_LENGTH30_HIGHT8_ORIENTATION0_WINDOWSRATIO40%.json
50 | 30 | 8 | 0 | 40% | 1936 | 1.8182 | 0.45455 | 46.9522 | 0.95363 | 47.9058 | WIDTH50_LENGTH30_HIGHT8_ORIENTATION0_WINDOWSRATIO40%_3Dview.U.png | WIDTH50_LENGTH30_HIGHT8_ORIENTATION0_WINDOWSRATIO40%.json
60 | 30 | 8 | 0 | 40% | 2156 | 1.8089 | 0.45223 | 46.9347 | 0.94901 | 47.8837 | WIDTH60_LENGTH30_HIGHT8_ORIENTATION0_WINDOWSRATIO40%_3Dview.U.png | WIDTH60_LENGTH30_HIGHT8_ORIENTATION0_WINDOWSRATIO40%.json
30 | 40 | 8 | 0 | 40% | 1936 | 1.8182 | 0.45455 | 46.6284 | 1.1333 | 47.7617 | WIDTH30_LENGTH40_HIGHT8_ORIENTATION0_WINDOWSRATIO40%_3Dview.U.png | WIDTH30_LENGTH40_HIGHT8_ORIENTATION0_WINDOWSRATIO40%.json
40 | 40 | 8 | 0 | 40% | 2156 | 1.8089 | 0.45223 | 46.8194 | 1.0317 | 47.851 | WIDTH40_LENGTH40_HIGHT8_ORIENTATION0_WINDOWSRATIO40%_3Dview.U.png | WIDTH40_LENGTH40_HIGHT8_ORIENTATION0_WINDOWSRATIO40%.json
50 | 40 | 8 | 0 | 40% | 2376 | 1.8013 | 0.45034 | 46.8834 | 0.98985 | 47.8733 | WIDTH50_LENGTH40_HIGHT8_ORIENTATION0_WINDOWSRATIO40%_3Dview.U.png | WIDTH50_LENGTH40_HIGHT8_ORIENTATION0_WINDOWSRATIO40%.json
60 | 40 | 8 | 0 | 40% | 2596 | 1.7951 | 0.44877 | 46.8795 | 0.98064 | 47.8601 | WIDTH60_LENGTH40_HIGHT8_ORIENTATION0_WINDOWSRATIO40%_3Dview.U.png | WIDTH60_LENGTH40_HIGHT8_ORIENTATION0_WINDOWSRATIO40%.json
30 | 50 | 8 | 0 | 40% | 2376 | 1.8013 | 0.45034 | 46.5424 | 1.1705 | 47.7129 | WIDTH30_LENGTH50_HIGHT8_ORIENTATION0_WINDOWSRATIO40%_3Dview.U.png | WIDTH30_LENGTH50_HIGHT8_ORIENTATION0_WINDOWSRATIO40%.json
40 | 50 | 8 | 0 | 40% | 2596 | 1.7951 | 0.44877 | 46.7615 | 1.061 | 47.8225 | WIDTH40_LENGTH50_HIGHT8_ORIENTATION0_WINDOWSRATIO40%_3Dview.U.png | WIDTH40_LENGTH50_HIGHT8_ORIENTATION0_WINDOWSRATIO40%.json
50 | 50 | 8 | 0 | 40% | 2816 | 1.7898 | 0.44744 | 46.8321 | 1.0137 | 47.8459 | WIDTH50_LENGTH50_HIGHT8_ORIENTATION0_WINDOWSRATIO40%_3Dview.U.png | WIDTH50_LENGTH50_HIGHT8_ORIENTATION0_WINDOWSRATIO40%.json
60 | 50 | 8 | 0 | 40% | 3036 | 1.7852 | 0.44631 | 46.8366 | 1.0031 | 47.8397 | WIDTH60_LENGTH50_HIGHT8_ORIENTATION0_WINDOWSRATIO40%_3Dview.U.png | WIDTH60_LENGTH50_HIGHT8_ORIENTATION0_WINDOWSRATIO40%.json
30 | 60 | 8 | 0 | 40% | 2816 | 1.7898 | 0.44744 | 46.4367 | 1.207 | 47.6437 | WIDTH30_LENGTH60_HIGHT8_ORIENTATION0_WINDOWSRATIO40%_3Dview.U.png | WIDTH30_LENGTH60_HIGHT8_ORIENTATION0_WINDOWSRATIO40%.json
40 | 60 | 8 | 0 | 40% | 3036 | 1.7852 | 0.44631 | 46.6827 | 1.0906 | 47.7733 | WIDTH40_LENGTH60_HIGHT8_ORIENTATION0_WINDOWSRATIO40%_3Dview.U.png | WIDTH40_LENGTH60_HIGHT8_ORIENTATION0_WINDOWSRATIO40%.json
50 | 60 | 8 | 0 | 40% | 3256 | 1.7813 | 0.44533 | 46.7603 | 1.0421 | 47.8025 | WIDTH50_LENGTH60_HIGHT8_ORIENTATION0_WINDOWSRATIO40%_3Dview.U.png | WIDTH50_LENGTH60_HIGHT8_ORIENTATION0_WINDOWSRATIO40%.json
60 | 60 | 8 | 0 | 40% | 3476 | 1.7779 | 0.44448 | 46.7745 | 1.0252 | 47.7997 | WIDTH60_LENGTH60_HIGHT8_ORIENTATION0_WINDOWSRATIO40%_3Dview.U.png | WIDTH60_LENGTH60_HIGHT8_ORIENTATION0_WINDOWSRATIO40%.json
30 | 30 | 12 | 0 | 40% | 2244 | 1.5116 | 0.3779 | 46.8493 | 0.96314 | 47.8124 | WIDTH30_LENGTH30_HIGHT12_ORIENTATION0_WINDOWSRATIO40%_3Dview.U.png | WIDTH30_LENGTH30_HIGHT12_ORIENTATION0_WINDOWSRATIO40%.json
40 | 30 | 12 | 0 | 40% | 2574 | 1.4965 | 0.37413 | 47.0086 | 0.87771 | 47.8863 | WIDTH40_LENGTH30_HIGHT12_ORIENTATION0_WINDOWSRATIO40%_3Dview.U.png | WIDTH40_LENGTH30_HIGHT12_ORIENTATION0_WINDOWSRATIO40%.json
50 | 30 | 12 | 0 | 40% | 2904 | 1.4848 | 0.37121 | 47.0705 | 0.83577 | 47.9063 | WIDTH50_LENGTH30_HIGHT12_ORIENTATION0_WINDOWSRATIO40%_3Dview.U.png | WIDTH50_LENGTH30_HIGHT12_ORIENTATION0_WINDOWSRATIO40%.json
60 | 30 | 12 | 0 | 40% | 3234 | 1.4756 | 0.36889 | 47.0634 | 0.82755 | 47.891 | WIDTH60_LENGTH30_HIGHT12_ORIENTATION0_WINDOWSRATIO40%_3Dview.U.png | WIDTH60_LENGTH30_HIGHT12_ORIENTATION0_WINDOWSRATIO40%.json
30 | 40 | 12 | 0 | 40% | 2904 | 1.4848 | 0.37121 | 46.7018 | 1.0301 | 47.7319 | WIDTH30_LENGTH40_HIGHT12_ORIENTATION0_WINDOWSRATIO40%_3Dview.U.png | WIDTH30_LENGTH40_HIGHT12_ORIENTATION0_WINDOWSRATIO40%.json
40 | 40 | 12 | 0 | 40% | 3234 | 1.4756 | 0.36889 | 46.9178 | 0.92221 | 47.84 | WIDTH40_LENGTH40_HIGHT12_ORIENTATION0_WINDOWSRATIO40%_3Dview.U.png | WIDTH40_LENGTH40_HIGHT12_ORIENTATION0_WINDOWSRATIO40%.json
50 | 40 | 12 | 0 | 40% | 3564 | 1.468 | 0.367 | 46.999 | 0.87267 | 47.8716 | WIDTH50_LENGTH40_HIGHT12_ORIENTATION0_WINDOWSRATIO40%_3Dview.U.png | WIDTH50_LENGTH40_HIGHT12_ORIENTATION0_WINDOWSRATIO40%.json
60 | 40 | 12 | 0 | 40% | 3894 | 1.4617 | 0.36543 | 47.0044 | 0.85862 | 47.863 | WIDTH60_LENGTH40_HIGHT12_ORIENTATION0_WINDOWSRATIO40%_3Dview.U.png | WIDTH60_LENGTH40_HIGHT12_ORIENTATION0_WINDOWSRATIO40%.json
30 | 50 | 12 | 0 | 40% | 3564 | 1.468 | 0.367 | 46.601 | 1.0734 | 47.6744 | WIDTH30_LENGTH50_HIGHT12_ORIENTATION0_WINDOWSRATIO40%_3Dview.U.png | WIDTH30_LENGTH50_HIGHT12_ORIENTATION0_WINDOWSRATIO40%.json
40 | 50 | 12 | 0 | 40% | 3894 | 1.4617 | 0.36543 | 46.8536 | 0.95401 | 47.8076 | WIDTH40_LENGTH50_HIGHT12_ORIENTATION0_WINDOWSRATIO40%_3Dview.U.png | WIDTH40_LENGTH50_HIGHT12_ORIENTATION0_WINDOWSRATIO40%.json
50 | 50 | 12 | 0 | 40% | 4224 | 1.4564 | 0.36411 | 46.9459 | 0.89795 | 47.8438 | WIDTH50_LENGTH50_HIGHT12_ORIENTATION0_WINDOWSRATIO40%_3Dview.U.png | WIDTH50_LENGTH50_HIGHT12_ORIENTATION0_WINDOWSRATIO40%.json
60 | 50 | 12 | 0 | 40% | 4554 | 1.4519 | 0.36298 | 46.9613 | 0.88294 | 47.8443 | WIDTH60_LENGTH50_HIGHT12_ORIENTATION0_WINDOWSRATIO40%_3Dview.U.png | WIDTH60_LENGTH50_HIGHT12_ORIENTATION0_WINDOWSRATIO40%.json
30 | 60 | 12 | 0 | 40% | 4224 | 1.4564 | 0.36411 | 46.4845 | 1.1147 | 47.5992 | WIDTH30_LENGTH60_HIGHT12_ORIENTATION0_WINDOWSRATIO40%_3Dview.U.png | WIDTH30_LENGTH60_HIGHT12_ORIENTATION0_WINDOWSRATIO40%.json
40 | 60 | 12 | 0 | 40% | 4554 | 1.4519 | 0.36298 | 46.7697 | 0.98571 | 47.7554 | WIDTH40_LENGTH60_HIGHT12_ORIENTATION0_WINDOWSRATIO40%_3Dview.U.png | WIDTH40_LENGTH60_HIGHT12_ORIENTATION0_WINDOWSRATIO40%.json
50 | 60 | 12 | 0 | 40% | 4884 | 1.448 | 0.362 | 46.8742 | 0.92594 | 47.8001 | WIDTH50_LENGTH60_HIGHT12_ORIENTATION0_WINDOWSRATIO40%_3Dview.U.png | WIDTH50_LENGTH60_HIGHT12_ORIENTATION0_WINDOWSRATIO40%.json
60 | 60 | 12 | 0 | 40% | 5214 | 1.4446 | 0.36114 | 46.8988 | 0.90642 | 47.8052 | WIDTH60_LENGTH60_HIGHT12_ORIENTATION0_WINDOWSRATIO40%_3Dview.U.png | WIDTH60_LENGTH60_HIGHT12_ORIENTATION0_WINDOWSRATIO40%.json
30 | 30 | 16 | 0 | 40% | 2992 | 1.3449 | 0.33623 | 46.8765 | 0.91623 | 47.7928 | WIDTH30_LENGTH30_HIGHT16_ORIENTATION0_WINDOWSRATIO40%_3Dview.U.png | WIDTH30_LENGTH30_HIGHT16_ORIENTATION0_WINDOWSRATIO40%.json
40 | 30 | 16 | 0 | 40% | 3432 | 1.3298 | 0.33246 | 47.0355 | 0.83125 | 47.8667 | WIDTH40_LENGTH30_HIGHT16_ORIENTATION0_WINDOWSRATIO40%_3Dview.U.png | WIDTH40_LENGTH30_HIGHT16_ORIENTATION0_WINDOWSRATIO40%.json
50 | 30 | 16 | 0 | 40% | 3872 | 1.3182 | 0.32955 | 47.105 | 0.78735 | 47.8924 | WIDTH50_LENGTH30_HIGHT16_ORIENTATION0_WINDOWSRATIO40%_3Dview.U.png | WIDTH50_LENGTH30_HIGHT16_ORIENTATION0_WINDOWSRATIO40%.json
60 | 30 | 16 | 0 | 40% | 4312 | 1.3089 | 0.32723 | 47.1038 | 0.77619 | 47.88 | WIDTH60_LENGTH30_HIGHT16_ORIENTATION0_WINDOWSRATIO40%_3Dview.U.png | WIDTH60_LENGTH30_HIGHT16_ORIENTATION0_WINDOWSRATIO40%.json
30 | 40 | 16 | 0 | 40% | 3872 | 1.3182 | 0.32955 | 46.7131 | 0.98811 | 47.7012 | WIDTH30_LENGTH40_HIGHT16_ORIENTATION0_WINDOWSRATIO40%_3Dview.U.png | WIDTH30_LENGTH40_HIGHT16_ORIENTATION0_WINDOWSRATIO40%.json
40 | 40 | 16 | 0 | 40% | 4312 | 1.3089 | 0.32723 | 46.9346 | 0.88122 | 47.8158 | WIDTH40_LENGTH40_HIGHT16_ORIENTATION0_WINDOWSRATIO40%_3Dview.U.png | WIDTH40_LENGTH40_HIGHT16_ORIENTATION0_WINDOWSRATIO40%.json
50 | 40 | 16 | 0 | 40% | 4752 | 1.3013 | 0.32534 | 47.0271 | 0.82622 | 47.8533 | WIDTH50_LENGTH40_HIGHT16_ORIENTATION0_WINDOWSRATIO40%_3Dview.U.png | WIDTH50_LENGTH40_HIGHT16_ORIENTATION0_WINDOWSRATIO40%.json
60 | 40 | 16 | 0 | 40% | 5192 | 1.2951 | 0.32377 | 47.0406 | 0.81053 | 47.8511 | WIDTH60_LENGTH40_HIGHT16_ORIENTATION0_WINDOWSRATIO40%_3Dview.U.png | WIDTH60_LENGTH40_HIGHT16_ORIENTATION0_WINDOWSRATIO40%.json
30 | 50 | 16 | 0 | 40% | 4752 | 1.3013 | 0.32534 | 46.6016 | 1.0359 | 47.6375 | WIDTH30_LENGTH50_HIGHT16_ORIENTATION0_WINDOWSRATIO40%_3Dview.U.png | WIDTH30_LENGTH50_HIGHT16_ORIENTATION0_WINDOWSRATIO40%.json
40 | 50 | 16 | 0 | 40% | 5192 | 1.2951 | 0.32377 | 46.8637 | 0.91731 | 47.781 | WIDTH40_LENGTH50_HIGHT16_ORIENTATION0_WINDOWSRATIO40%_3Dview.U.png | WIDTH40_LENGTH50_HIGHT16_ORIENTATION0_WINDOWSRATIO40%.json
50 | 50 | 16 | 0 | 40% | 5632 | 1.2898 | 0.32244 | 46.9707 | 0.85528 | 47.826 | WIDTH50_LENGTH50_HIGHT16_ORIENTATION0_WINDOWSRATIO40%_3Dview.U.png | WIDTH50_LENGTH50_HIGHT16_ORIENTATION0_WINDOWSRATIO40%.json
60 | 50 | 16 | 0 | 40% | 6072 | 1.2852 | 0.32131 | 46.9961 | 0.83433 | 47.8305 | WIDTH60_LENGTH50_HIGHT16_ORIENTATION0_WINDOWSRATIO40%_3Dview.U.png | WIDTH60_LENGTH50_HIGHT16_ORIENTATION0_WINDOWSRATIO40%.json
30 | 60 | 16 | 0 | 40% | 5632 | 1.2898 | 0.32244 | 46.4754 | 1.0816 | 47.557 | WIDTH30_LENGTH60_HIGHT16_ORIENTATION0_WINDOWSRATIO40%_3Dview.U.png | WIDTH30_LENGTH60_HIGHT16_ORIENTATION0_WINDOWSRATIO40%.json
40 | 60 | 16 | 0 | 40% | 6072 | 1.2852 | 0.32131 | 46.7734 | 0.95162 | 47.725 | WIDTH40_LENGTH60_HIGHT16_ORIENTATION0_WINDOWSRATIO40%_3Dview.U.png | WIDTH40_LENGTH60_HIGHT16_ORIENTATION0_WINDOWSRATIO40%.json
50 | 60 | 16 | 0 | 40% | 6512 | 1.2813 | 0.32033 | 46.8969 | 0.88523 | 47.7822 | WIDTH50_LENGTH60_HIGHT16_ORIENTATION0_WINDOWSRATIO40%_3Dview.U.png | WIDTH50_LENGTH60_HIGHT16_ORIENTATION0_WINDOWSRATIO40%.json
60 | 60 | 16 | 0 | 40% | 6952 | 1.2779 | 0.31948 | 46.9332 | 0.85983 | 47.793 | WIDTH60_LENGTH60_HIGHT16_ORIENTATION0_WINDOWSRATIO40%_3Dview.U.png | WIDTH60_LENGTH60_HIGHT16_ORIENTATION0_WINDOWSRATIO40%.json
30 | 30 | 8 | 45 | 40% | 1496 | 1.8449 | 0.46123 | 46.7129 | 1.1105 | 47.8234 | WIDTH30_LENGTH30_HIGHT8_ORIENTATION45_WINDOWSRATIO40%_3Dview.U.png | WIDTH30_LENGTH30_HIGHT8_ORIENTATION45_WINDOWSRATIO40%.json
40 | 30 | 8 | 45 | 40% | 1716 | 1.8298 | 0.45746 | 46.8386 | 1.037 | 47.8756 | WIDTH40_LENGTH30_HIGHT8_ORIENTATION45_WINDOWSRATIO40%_3Dview.U.png | WIDTH40_LENGTH30_HIGHT8_ORIENTATION45_WINDOWSRATIO40%.json
50 | 30 | 8 | 45 | 40% | 1936 | 1.8182 | 0.45455 | 46.8431 | 1.0215 | 47.8646 | WIDTH50_LENGTH30_HIGHT8_ORIENTATION45_WINDOWSRATIO40%_3Dview.U.png | WIDTH50_LENGTH30_HIGHT8_ORIENTATION45_WINDOWSRATIO40%.json
60 | 30 | 8 | 45 | 40% | 2156 | 1.8089 | 0.45223 | 46.7971 | 1.037 | 47.8342 | WIDTH60_LENGTH30_HIGHT8_ORIENTATION45_WINDOWSRATIO40%_3Dview.U.png | WIDTH60_LENGTH30_HIGHT8_ORIENTATION45_WINDOWSRATIO40%.json
30 | 40 | 8 | 45 | 40% | 1936 | 1.8182 | 0.45455 | 46.636 | 1.1359 | 47.772 | WIDTH30_LENGTH40_HIGHT8_ORIENTATION45_WINDOWSRATIO40%_3Dview.U.png | WIDTH30_LENGTH40_HIGHT8_ORIENTATION45_WINDOWSRATIO40%.json
40 | 40 | 8 | 45 | 40% | 2156 | 1.8089 | 0.45223 | 46.8104 | 1.0447 | 47.8551 | WIDTH40_LENGTH40_HIGHT8_ORIENTATION45_WINDOWSRATIO40%_3Dview.U.png | WIDTH40_LENGTH40_HIGHT8_ORIENTATION45_WINDOWSRATIO40%.json
50 | 40 | 8 | 45 | 40% | 2376 | 1.8013 | 0.45034 | 46.8275 | 1.0256 | 47.8532 | WIDTH50_LENGTH40_HIGHT8_ORIENTATION45_WINDOWSRATIO40%_3Dview.U.png | WIDTH50_LENGTH40_HIGHT8_ORIENTATION45_WINDOWSRATIO40%.json
60 | 40 | 8 | 45 | 40% | 2596 | 1.7951 | 0.44877 | 46.7914 | 1.0361 | 47.8275 | WIDTH60_LENGTH40_HIGHT8_ORIENTATION45_WINDOWSRATIO40%_3Dview.U.png | WIDTH60_LENGTH40_HIGHT8_ORIENTATION45_WINDOWSRATIO40%.json
30 | 50 | 8 | 45 | 40% | 2376 | 1.8013 | 0.45034 | 46.5823 | 1.1527 | 47.735 | WIDTH30_LENGTH50_HIGHT8_ORIENTATION45_WINDOWSRATIO40%_3Dview.U.png | WIDTH30_LENGTH50_HIGHT8_ORIENTATION45_WINDOWSRATIO40%.json
40 | 50 | 8 | 45 | 40% | 2596 | 1.7951 | 0.44877 | 46.7913 | 1.0498 | 47.8411 | WIDTH40_LENGTH50_HIGHT8_ORIENTATION45_WINDOWSRATIO40%_3Dview.U.png | WIDTH40_LENGTH50_HIGHT8_ORIENTATION45_WINDOWSRATIO40%.json
50 | 50 | 8 | 45 | 40% | 2816 | 1.7898 | 0.44744 | 46.8166 | 1.0283 | 47.8448 | WIDTH50_LENGTH50_HIGHT8_ORIENTATION45_WINDOWSRATIO40%_3Dview.U.png | WIDTH50_LENGTH50_HIGHT8_ORIENTATION45_WINDOWSRATIO40%.json
60 | 50 | 8 | 45 | 40% | 3036 | 1.7852 | 0.44631 | 46.7904 | 1.0351 | 47.8254 | WIDTH60_LENGTH50_HIGHT8_ORIENTATION45_WINDOWSRATIO40%_3Dview.U.png | WIDTH60_LENGTH50_HIGHT8_ORIENTATION45_WINDOWSRATIO40%.json
30 | 60 | 8 | 45 | 40% | 2816 | 1.7898 | 0.44744 | 46.4873 | 1.1781 | 47.6654 | WIDTH30_LENGTH60_HIGHT8_ORIENTATION45_WINDOWSRATIO40%_3Dview.U.png | WIDTH30_LENGTH60_HIGHT8_ORIENTATION45_WINDOWSRATIO40%.json
40 | 60 | 8 | 45 | 40% | 3036 | 1.7852 | 0.44631 | 46.7322 | 1.0661 | 47.7983 | WIDTH40_LENGTH60_HIGHT8_ORIENTATION45_WINDOWSRATIO40%_3Dview.U.png | WIDTH40_LENGTH60_HIGHT8_ORIENTATION45_WINDOWSRATIO40%.json
50 | 60 | 8 | 45 | 40% | 3256 | 1.7813 | 0.44533 | 46.7687 | 1.0407 | 47.8094 | WIDTH50_LENGTH60_HIGHT8_ORIENTATION45_WINDOWSRATIO40%_3Dview.U.png | WIDTH50_LENGTH60_HIGHT8_ORIENTATION45_WINDOWSRATIO40%.json
60 | 60 | 8 | 45 | 40% | 3476 | 1.7779 | 0.44448 | 46.7518 | 1.044 | 47.7958 | WIDTH60_LENGTH60_HIGHT8_ORIENTATION45_WINDOWSRATIO40%_3Dview.U.png | WIDTH60_LENGTH60_HIGHT8_ORIENTATION45_WINDOWSRATIO40%.json
30 | 30 | 12 | 45 | 40% | 2244 | 1.5116 | 0.3779 | 46.779 | 1.0141 | 47.7931 | WIDTH30_LENGTH30_HIGHT12_ORIENTATION45_WINDOWSRATIO40%_3Dview.U.png | WIDTH30_LENGTH30_HIGHT12_ORIENTATION45_WINDOWSRATIO40%.json
40 | 30 | 12 | 45 | 40% | 2574 | 1.4965 | 0.37413 | 46.95 | 0.92269 | 47.8727 | WIDTH40_LENGTH30_HIGHT12_ORIENTATION45_WINDOWSRATIO40%_3Dview.U.png | WIDTH40_LENGTH30_HIGHT12_ORIENTATION45_WINDOWSRATIO40%.json
50 | 30 | 12 | 45 | 40% | 2904 | 1.4848 | 0.37121 | 46.9794 | 0.89355 | 47.873 | WIDTH50_LENGTH30_HIGHT12_ORIENTATION45_WINDOWSRATIO40%_3Dview.U.png | WIDTH50_LENGTH30_HIGHT12_ORIENTATION45_WINDOWSRATIO40%.json
60 | 30 | 12 | 45 | 40% | 3234 | 1.4756 | 0.36889 | 46.943 | 0.90375 | 47.8467 | WIDTH60_LENGTH30_HIGHT12_ORIENTATION45_WINDOWSRATIO40%_3Dview.U.png | WIDTH60_LENGTH30_HIGHT12_ORIENTATION45_WINDOWSRATIO40%.json
30 | 40 | 12 | 45 | 40% | 2904 | 1.4848 | 0.37121 | 46.6861 | 1.0479 | 47.734 | WIDTH30_LENGTH40_HIGHT12_ORIENTATION45_WINDOWSRATIO40%_3Dview.U.png | WIDTH30_LENGTH40_HIGHT12_ORIENTATION45_WINDOWSRATIO40%.json
40 | 40 | 12 | 45 | 40% | 3234 | 1.4756 | 0.36889 | 46.9186 | 0.9331 | 47.8517 | WIDTH40_LENGTH40_HIGHT12_ORIENTATION45_WINDOWSRATIO40%_3Dview.U.png | WIDTH40_LENGTH40_HIGHT12_ORIENTATION45_WINDOWSRATIO40%.json
50 | 40 | 12 | 45 | 40% | 3564 | 1.468 | 0.367 | 46.964 | 0.89875 | 47.8628 | WIDTH50_LENGTH40_HIGHT12_ORIENTATION45_WINDOWSRATIO40%_3Dview.U.png | WIDTH50_LENGTH40_HIGHT12_ORIENTATION45_WINDOWSRATIO40%.json
60 | 40 | 12 | 45 | 40% | 3894 | 1.4617 | 0.36543 | 46.9388 | 0.90349 | 47.8423 | WIDTH60_LENGTH40_HIGHT12_ORIENTATION45_WINDOWSRATIO40%_3Dview.U.png | WIDTH60_LENGTH40_HIGHT12_ORIENTATION45_WINDOWSRATIO40%.json
30 | 50 | 12 | 45 | 40% | 3564 | 1.468 | 0.367 | 46.6224 | 1.0699 | 47.6922 | WIDTH30_LENGTH50_HIGHT12_ORIENTATION45_WINDOWSRATIO40%_3Dview.U.png | WIDTH30_LENGTH50_HIGHT12_ORIENTATION45_WINDOWSRATIO40%.json
40 | 50 | 12 | 45 | 40% | 3894 | 1.4617 | 0.36543 | 46.8973 | 0.94037 | 47.8377 | WIDTH40_LENGTH50_HIGHT12_ORIENTATION45_WINDOWSRATIO40%_3Dview.U.png | WIDTH40_LENGTH50_HIGHT12_ORIENTATION45_WINDOWSRATIO40%.json
50 | 50 | 12 | 45 | 40% | 4224 | 1.4564 | 0.36411 | 46.9541 | 0.90203 | 47.8562 | WIDTH50_LENGTH50_HIGHT12_ORIENTATION45_WINDOWSRATIO40%_3Dview.U.png | WIDTH50_LENGTH50_HIGHT12_ORIENTATION45_WINDOWSRATIO40%.json
60 | 50 | 12 | 45 | 40% | 4554 | 1.4519 | 0.36298 | 46.9383 | 0.90289 | 47.8412 | WIDTH60_LENGTH50_HIGHT12_ORIENTATION45_WINDOWSRATIO40%_3Dview.U.png | WIDTH60_LENGTH50_HIGHT12_ORIENTATION45_WINDOWSRATIO40%.json
30 | 60 | 12 | 45 | 40% | 4224 | 1.4564 | 0.36411 | 46.5195 | 1.1 | 47.6195 | WIDTH30_LENGTH60_HIGHT12_ORIENTATION45_WINDOWSRATIO40%_3Dview.U.png | WIDTH30_LENGTH60_HIGHT12_ORIENTATION45_WINDOWSRATIO40%.json
40 | 60 | 12 | 45 | 40% | 4554 | 1.4519 | 0.36298 | 46.8374 | 0.95784 | 47.7952 | WIDTH40_LENGTH60_HIGHT12_ORIENTATION45_WINDOWSRATIO40%_3Dview.U.png | WIDTH40_LENGTH60_HIGHT12_ORIENTATION45_WINDOWSRATIO40%.json
50 | 60 | 12 | 45 | 40% | 4884 | 1.448 | 0.362 | 46.908 | 0.91602 | 47.824 | WIDTH50_LENGTH60_HIGHT12_ORIENTATION45_WINDOWSRATIO40%_3Dview.U.png | WIDTH50_LENGTH60_HIGHT12_ORIENTATION45_WINDOWSRATIO40%.json
60 | 60 | 12 | 45 | 40% | 5214 | 1.4446 | 0.36114 | 46.9015 | 0.913 | 47.8145 | WIDTH60_LENGTH60_HIGHT12_ORIENTATION45_WINDOWSRATIO40%_3Dview.U.png | WIDTH60_LENGTH60_HIGHT12_ORIENTATION45_WINDOWSRATIO40%.json
30 | 30 | 16 | 45 | 40% | 2992 | 1.3449 | 0.33623 | 46.7876 | 0.97459 | 47.7622 | WIDTH30_LENGTH30_HIGHT16_ORIENTATION45_WINDOWSRATIO40%_3Dview.U.png | WIDTH30_LENGTH30_HIGHT16_ORIENTATION45_WINDOWSRATIO40%.json
40 | 30 | 16 | 45 | 40% | 3432 | 1.3298 | 0.33246 | 46.966 | 0.88341 | 47.8494 | WIDTH40_LENGTH30_HIGHT16_ORIENTATION45_WINDOWSRATIO40%_3Dview.U.png | WIDTH40_LENGTH30_HIGHT16_ORIENTATION45_WINDOWSRATIO40%.json
50 | 30 | 16 | 45 | 40% | 3872 | 1.3182 | 0.32955 | 47.018 | 0.84443 | 47.8624 | WIDTH50_LENGTH30_HIGHT16_ORIENTATION45_WINDOWSRATIO40%_3Dview.U.png | WIDTH50_LENGTH30_HIGHT16_ORIENTATION45_WINDOWSRATIO40%.json
60 | 30 | 16 | 45 | 40% | 4312 | 1.3089 | 0.32723 | 46.9946 | 0.84846 | 47.8431 | WIDTH60_LENGTH30_HIGHT16_ORIENTATION45_WINDOWSRATIO40%_3Dview.U.png | WIDTH60_LENGTH30_HIGHT16_ORIENTATION45_WINDOWSRATIO40%.json
30 | 40 | 16 | 45 | 40% | 3872 | 1.3182 | 0.32955 | 46.678 | 1.0151 | 47.6931 | WIDTH30_LENGTH40_HIGHT16_ORIENTATION45_WINDOWSRATIO40%_3Dview.U.png | WIDTH30_LENGTH40_HIGHT16_ORIENTATION45_WINDOWSRATIO40%.json
40 | 40 | 16 | 45 | 40% | 4312 | 1.3089 | 0.32723 | 46.9258 | 0.89851 | 47.8243 | WIDTH40_LENGTH40_HIGHT16_ORIENTATION45_WINDOWSRATIO40%_3Dview.U.png | WIDTH40_LENGTH40_HIGHT16_ORIENTATION45_WINDOWSRATIO40%.json
50 | 40 | 16 | 45 | 40% | 4752 | 1.3013 | 0.32534 | 46.9995 | 0.85135 | 47.8508 | WIDTH50_LENGTH40_HIGHT16_ORIENTATION45_WINDOWSRATIO40%_3Dview.U.png | WIDTH50_LENGTH40_HIGHT16_ORIENTATION45_WINDOWSRATIO40%.json
60 | 40 | 16 | 45 | 40% | 5192 | 1.2951 | 0.32377 | 46.9889 | 0.84878 | 47.8376 | WIDTH60_LENGTH40_HIGHT16_ORIENTATION45_WINDOWSRATIO40%_3Dview.U.png | WIDTH60_LENGTH40_HIGHT16_ORIENTATION45_WINDOWSRATIO40%.json
30 | 50 | 16 | 45 | 40% | 4752 | 1.3013 | 0.32534 | 46.6034 | 1.0409 | 47.6442 | WIDTH30_LENGTH50_HIGHT16_ORIENTATION45_WINDOWSRATIO40%_3Dview.U.png | WIDTH30_LENGTH50_HIGHT16_ORIENTATION45_WINDOWSRATIO40%.json
40 | 50 | 16 | 45 | 40% | 5192 | 1.2951 | 0.32377 | 46.8985 | 0.90922 | 47.8078 | WIDTH40_LENGTH50_HIGHT16_ORIENTATION45_WINDOWSRATIO40%_3Dview.U.png | WIDTH40_LENGTH50_HIGHT16_ORIENTATION45_WINDOWSRATIO40%.json
50 | 50 | 16 | 45 | 40% | 5632 | 1.2898 | 0.32244 | 46.9871 | 0.85605 | 47.8431 | WIDTH50_LENGTH50_HIGHT16_ORIENTATION45_WINDOWSRATIO40%_3Dview.U.png | WIDTH50_LENGTH50_HIGHT16_ORIENTATION45_WINDOWSRATIO40%.json
60 | 50 | 16 | 45 | 40% | 6072 | 1.2852 | 0.32131 | 46.987 | 0.84877 | 47.8358 | WIDTH60_LENGTH50_HIGHT16_ORIENTATION45_WINDOWSRATIO40%_3Dview.U.png | WIDTH60_LENGTH50_HIGHT16_ORIENTATION45_WINDOWSRATIO40%.json
30 | 60 | 16 | 45 | 40% | 5632 | 1.2898 | 0.32244 | 46.4881 | 1.0765 | 47.5647 | WIDTH30_LENGTH60_HIGHT16_ORIENTATION45_WINDOWSRATIO40%_3Dview.U.png | WIDTH30_LENGTH60_HIGHT16_ORIENTATION45_WINDOWSRATIO40%.json
40 | 60 | 16 | 45 | 40% | 6072 | 1.2852 | 0.32131 | 46.8339 | 0.92975 | 47.7636 | WIDTH40_LENGTH60_HIGHT16_ORIENTATION45_WINDOWSRATIO40%_3Dview.U.png | WIDTH40_LENGTH60_HIGHT16_ORIENTATION45_WINDOWSRATIO40%.json
50 | 60 | 16 | 45 | 40% | 6512 | 1.2813 | 0.32033 | 46.9397 | 0.87063 | 47.8103 | WIDTH50_LENGTH60_HIGHT16_ORIENTATION45_WINDOWSRATIO40%_3Dview.U.png | WIDTH50_LENGTH60_HIGHT16_ORIENTATION45_WINDOWSRATIO40%.json
60 | 60 | 16 | 45 | 40% | 6952 | 1.2779 | 0.31948 | 46.9502 | 0.85904 | 47.8092 | WIDTH60_LENGTH60_HIGHT16_ORIENTATION45_WINDOWSRATIO40%_3Dview.U.png | WIDTH60_LENGTH60_HIGHT16_ORIENTATION45_WINDOWSRATIO40%.json
30 | 30 | 8 | 90 | 40% | 1496 | 1.8449 | 0.46123 | 46.9676 | 0.95406 | 47.9217 | WIDTH30_LENGTH30_HIGHT8_ORIENTATION90_WINDOWSRATIO40%_3Dview.U.png | WIDTH30_LENGTH30_HIGHT8_ORIENTATION90_WINDOWSRATIO40%.json
40 | 30 | 8 | 90 | 40% | 1716 | 1.8298 | 0.45746 | 46.99 | 0.93846 | 47.9285 | WIDTH40_LENGTH30_HIGHT8_ORIENTATION90_WINDOWSRATIO40%_3Dview.U.png | WIDTH40_LENGTH30_HIGHT8_ORIENTATION90_WINDOWSRATIO40%.json
50 | 30 | 8 | 90 | 40% | 1936 | 1.8182 | 0.45455 | 46.9559 | 0.9508 | 47.9067 | WIDTH50_LENGTH30_HIGHT8_ORIENTATION90_WINDOWSRATIO40%_3Dview.U.png | WIDTH50_LENGTH30_HIGHT8_ORIENTATION90_WINDOWSRATIO40%.json
60 | 30 | 8 | 90 | 40% | 2156 | 1.8089 | 0.45223 | 46.9142 | 0.97083 | 47.885 | WIDTH60_LENGTH30_HIGHT8_ORIENTATION90_WINDOWSRATIO40%_3Dview.U.png | WIDTH60_LENGTH30_HIGHT8_ORIENTATION90_WINDOWSRATIO40%.json
30 | 40 | 8 | 90 | 40% | 1936 | 1.8182 | 0.45455 | 46.945 | 0.94104 | 47.8861 | WIDTH30_LENGTH40_HIGHT8_ORIENTATION90_WINDOWSRATIO40%_3Dview.U.png | WIDTH30_LENGTH40_HIGHT8_ORIENTATION90_WINDOWSRATIO40%.json
40 | 40 | 8 | 90 | 40% | 2156 | 1.8089 | 0.45223 | 47.0152 | 0.90564 | 47.9208 | WIDTH40_LENGTH40_HIGHT8_ORIENTATION90_WINDOWSRATIO40%_3Dview.U.png | WIDTH40_LENGTH40_HIGHT8_ORIENTATION90_WINDOWSRATIO40%.json
50 | 40 | 8 | 90 | 40% | 2376 | 1.8013 | 0.45034 | 46.9926 | 0.91697 | 47.9095 | WIDTH50_LENGTH40_HIGHT8_ORIENTATION90_WINDOWSRATIO40%_3Dview.U.png | WIDTH50_LENGTH40_HIGHT8_ORIENTATION90_WINDOWSRATIO40%.json
60 | 40 | 8 | 90 | 40% | 2596 | 1.7951 | 0.44877 | 46.9576 | 0.93423 | 47.8918 | WIDTH60_LENGTH40_HIGHT8_ORIENTATION90_WINDOWSRATIO40%_3Dview.U.png | WIDTH60_LENGTH40_HIGHT8_ORIENTATION90_WINDOWSRATIO40%.json
30 | 50 | 8 | 90 | 40% | 2376 | 1.8013 | 0.45034 | 46.9223 | 0.93258 | 47.8549 | WIDTH30_LENGTH50_HIGHT8_ORIENTATION90_WINDOWSRATIO40%_3Dview.U.png | WIDTH30_LENGTH50_HIGHT8_ORIENTATION90_WINDOWSRATIO40%.json
40 | 50 | 8 | 90 | 40% | 2596 | 1.7951 | 0.44877 | 47.0227 | 0.88109 | 47.9038 | WIDTH40_LENGTH50_HIGHT8_ORIENTATION90_WINDOWSRATIO40%_3Dview.U.png | WIDTH40_LENGTH50_HIGHT8_ORIENTATION90_WINDOWSRATIO40%.json
50 | 50 | 8 | 90 | 40% | 2816 | 1.7898 | 0.44744 | 47.012 | 0.89184 | 47.9038 | WIDTH50_LENGTH50_HIGHT8_ORIENTATION90_WINDOWSRATIO40%_3Dview.U.png | WIDTH50_LENGTH50_HIGHT8_ORIENTATION90_WINDOWSRATIO40%.json
60 | 50 | 8 | 90 | 40% | 3036 | 1.7852 | 0.44631 | 46.9869 | 0.90862 | 47.8956 | WIDTH60_LENGTH50_HIGHT8_ORIENTATION90_WINDOWSRATIO40%_3Dview.U.png | WIDTH60_LENGTH50_HIGHT8_ORIENTATION90_WINDOWSRATIO40%.json
30 | 60 | 8 | 90 | 40% | 2816 | 1.7898 | 0.44744 | 46.8542 | 0.93914 | 47.7934 | WIDTH30_LENGTH60_HIGHT8_ORIENTATION90_WINDOWSRATIO40%_3Dview.U.png | WIDTH30_LENGTH60_HIGHT8_ORIENTATION90_WINDOWSRATIO40%.json
40 | 60 | 8 | 90 | 40% | 3036 | 1.7852 | 0.44631 | 46.9832 | 0.87437 | 47.8576 | WIDTH40_LENGTH60_HIGHT8_ORIENTATION90_WINDOWSRATIO40%_3Dview.U.png | WIDTH40_LENGTH60_HIGHT8_ORIENTATION90_WINDOWSRATIO40%.json
50 | 60 | 8 | 90 | 40% | 3256 | 1.7813 | 0.44533 | 46.9828 | 0.88262 | 47.8654 | WIDTH50_LENGTH60_HIGHT8_ORIENTATION90_WINDOWSRATIO40%_3Dview.U.png | WIDTH50_LENGTH60_HIGHT8_ORIENTATION90_WINDOWSRATIO40%.json
60 | 60 | 8 | 90 | 40% | 3476 | 1.7779 | 0.44448 | 46.9682 | 0.89722 | 47.8654 | WIDTH60_LENGTH60_HIGHT8_ORIENTATION90_WINDOWSRATIO40%_3Dview.U.png | WIDTH60_LENGTH60_HIGHT8_ORIENTATION90_WINDOWSRATIO40%.json
30 | 30 | 12 | 90 | 40% | 2244 | 1.5116 | 0.3779 | 46.9969 | 0.88404 | 47.8809 | WIDTH30_LENGTH30_HIGHT12_ORIENTATION90_WINDOWSRATIO40%_3Dview.U.png | WIDTH30_LENGTH30_HIGHT12_ORIENTATION90_WINDOWSRATIO40%.json
40 | 30 | 12 | 90 | 40% | 2574 | 1.4965 | 0.37413 | 47.1127 | 0.81947 | 47.9321 | WIDTH40_LENGTH30_HIGHT12_ORIENTATION90_WINDOWSRATIO40%_3Dview.U.png | WIDTH40_LENGTH30_HIGHT12_ORIENTATION90_WINDOWSRATIO40%.json
50 | 30 | 12 | 90 | 40% | 2904 | 1.4848 | 0.37121 | 47.0842 | 0.82955 | 47.9138 | WIDTH50_LENGTH30_HIGHT12_ORIENTATION90_WINDOWSRATIO40%_3Dview.U.png | WIDTH50_LENGTH30_HIGHT12_ORIENTATION90_WINDOWSRATIO40%.json
60 | 30 | 12 | 90 | 40% | 3234 | 1.4756 | 0.36889 | 47.0454 | 0.84717 | 47.8926 | WIDTH60_LENGTH30_HIGHT12_ORIENTATION90_WINDOWSRATIO40%_3Dview.U.png | WIDTH60_LENGTH30_HIGHT12_ORIENTATION90_WINDOWSRATIO40%.json
30 | 40 | 12 | 90 | 40% | 2904 | 1.4848 | 0.37121 | 46.9535 | 0.88886 | 47.8423 | WIDTH30_LENGTH40_HIGHT12_ORIENTATION90_WINDOWSRATIO40%_3Dview.U.png | WIDTH30_LENGTH40_HIGHT12_ORIENTATION90_WINDOWSRATIO40%.json
40 | 40 | 12 | 90 | 40% | 3234 | 1.4756 | 0.36889 | 47.1457 | 0.78353 | 47.9293 | WIDTH40_LENGTH40_HIGHT12_ORIENTATION90_WINDOWSRATIO40%_3Dview.U.png | WIDTH40_LENGTH40_HIGHT12_ORIENTATION90_WINDOWSRATIO40%.json
50 | 40 | 12 | 90 | 40% | 3564 | 1.468 | 0.367 | 47.1256 | 0.79385 | 47.9195 | WIDTH50_LENGTH40_HIGHT12_ORIENTATION90_WINDOWSRATIO40%_3Dview.U.png | WIDTH50_LENGTH40_HIGHT12_ORIENTATION90_WINDOWSRATIO40%.json
60 | 40 | 12 | 90 | 40% | 3894 | 1.4617 | 0.36543 | 47.0927 | 0.81001 | 47.9027 | WIDTH60_LENGTH40_HIGHT12_ORIENTATION90_WINDOWSRATIO40%_3Dview.U.png | WIDTH60_LENGTH40_HIGHT12_ORIENTATION90_WINDOWSRATIO40%.json
30 | 50 | 12 | 90 | 40% | 3564 | 1.468 | 0.367 | 46.9188 | 0.89123 | 47.81 | WIDTH30_LENGTH50_HIGHT12_ORIENTATION90_WINDOWSRATIO40%_3Dview.U.png | WIDTH30_LENGTH50_HIGHT12_ORIENTATION90_WINDOWSRATIO40%.json
40 | 50 | 12 | 90 | 40% | 3894 | 1.4617 | 0.36543 | 47.164 | 0.75759 | 47.9216 | WIDTH40_LENGTH50_HIGHT12_ORIENTATION90_WINDOWSRATIO40%_3Dview.U.png | WIDTH40_LENGTH50_HIGHT12_ORIENTATION90_WINDOWSRATIO40%.json
50 | 50 | 12 | 90 | 40% | 4224 | 1.4564 | 0.36411 | 47.1532 | 0.76587 | 47.9191 | WIDTH50_LENGTH50_HIGHT12_ORIENTATION90_WINDOWSRATIO40%_3Dview.U.png | WIDTH50_LENGTH50_HIGHT12_ORIENTATION90_WINDOWSRATIO40%.json
60 | 50 | 12 | 90 | 40% | 4554 | 1.4519 | 0.36298 | 47.1269 | 0.78226 | 47.9091 | WIDTH60_LENGTH50_HIGHT12_ORIENTATION90_WINDOWSRATIO40%_3Dview.U.png | WIDTH60_LENGTH50_HIGHT12_ORIENTATION90_WINDOWSRATIO40%.json
30 | 60 | 12 | 90 | 40% | 4224 | 1.4564 | 0.36411 | 46.8378 | 0.908 | 47.7458 | WIDTH30_LENGTH60_HIGHT12_ORIENTATION90_WINDOWSRATIO40%_3Dview.U.png | WIDTH30_LENGTH60_HIGHT12_ORIENTATION90_WINDOWSRATIO40%.json
40 | 60 | 12 | 90 | 40% | 4554 | 1.4519 | 0.36298 | 47.1344 | 0.7498 | 47.8842 | WIDTH40_LENGTH60_HIGHT12_ORIENTATION90_WINDOWSRATIO40%_3Dview.U.png | WIDTH40_LENGTH60_HIGHT12_ORIENTATION90_WINDOWSRATIO40%.json
50 | 60 | 12 | 90 | 40% | 4884 | 1.448 | 0.362 | 47.1356 | 0.7546 | 47.8902 | WIDTH50_LENGTH60_HIGHT12_ORIENTATION90_WINDOWSRATIO40%_3Dview.U.png | WIDTH50_LENGTH60_HIGHT12_ORIENTATION90_WINDOWSRATIO40%.json
60 | 60 | 12 | 90 | 40% | 5214 | 1.4446 | 0.36114 | 47.117 | 0.76915 | 47.8861 | WIDTH60_LENGTH60_HIGHT12_ORIENTATION90_WINDOWSRATIO40%_3Dview.U.png | WIDTH60_LENGTH60_HIGHT12_ORIENTATION90_WINDOWSRATIO40%.json
30 | 30 | 16 | 90 | 40% | 2992 | 1.3449 | 0.33623 | 46.9914 | 0.85624 | 47.8476 | WIDTH30_LENGTH30_HIGHT16_ORIENTATION90_WINDOWSRATIO40%_3Dview.U.png | WIDTH30_LENGTH30_HIGHT16_ORIENTATION90_WINDOWSRATIO40%.json
40 | 30 | 16 | 90 | 40% | 3432 | 1.3298 | 0.33246 | 47.1466 | 0.77279 | 47.9193 | WIDTH40_LENGTH30_HIGHT16_ORIENTATION90_WINDOWSRATIO40%_3Dview.U.png | WIDTH40_LENGTH30_HIGHT16_ORIENTATION90_WINDOWSRATIO40%.json
50 | 30 | 16 | 90 | 40% | 3872 | 1.3182 | 0.32955 | 47.1257 | 0.77918 | 47.9049 | WIDTH50_LENGTH30_HIGHT16_ORIENTATION90_WINDOWSRATIO40%_3Dview.U.png | WIDTH50_LENGTH30_HIGHT16_ORIENTATION90_WINDOWSRATIO40%.json
60 | 30 | 16 | 90 | 40% | 4312 | 1.3089 | 0.32723 | 47.0913 | 0.79477 | 47.886 | WIDTH60_LENGTH30_HIGHT16_ORIENTATION90_WINDOWSRATIO40%_3Dview.U.png | WIDTH60_LENGTH30_HIGHT16_ORIENTATION90_WINDOWSRATIO40%.json
30 | 40 | 16 | 90 | 40% | 3872 | 1.3182 | 0.32955 | 46.9296 | 0.8688 | 47.7984 | WIDTH30_LENGTH40_HIGHT16_ORIENTATION90_WINDOWSRATIO40%_3Dview.U.png | WIDTH30_LENGTH40_HIGHT16_ORIENTATION90_WINDOWSRATIO40%.json
40 | 40 | 16 | 90 | 40% | 4312 | 1.3089 | 0.32723 | 47.1748 | 0.74168 | 47.9165 | WIDTH40_LENGTH40_HIGHT16_ORIENTATION90_WINDOWSRATIO40%_3Dview.U.png | WIDTH40_LENGTH40_HIGHT16_ORIENTATION90_WINDOWSRATIO40%.json
50 | 40 | 16 | 90 | 40% | 4752 | 1.3013 | 0.32534 | 47.1677 | 0.74252 | 47.9102 | WIDTH50_LENGTH40_HIGHT16_ORIENTATION90_WINDOWSRATIO40%_3Dview.U.png | WIDTH50_LENGTH40_HIGHT16_ORIENTATION90_WINDOWSRATIO40%.json
60 | 40 | 16 | 90 | 40% | 5192 | 1.2951 | 0.32377 | 47.1375 | 0.75806 | 47.8956 | WIDTH60_LENGTH40_HIGHT16_ORIENTATION90_WINDOWSRATIO40%_3Dview.U.png | WIDTH60_LENGTH40_HIGHT16_ORIENTATION90_WINDOWSRATIO40%.json
30 | 50 | 16 | 90 | 40% | 4752 | 1.3013 | 0.32534 | 46.8831 | 0.87797 | 47.7611 | WIDTH30_LENGTH50_HIGHT16_ORIENTATION90_WINDOWSRATIO40%_3Dview.U.png | WIDTH30_LENGTH50_HIGHT16_ORIENTATION90_WINDOWSRATIO40%.json
40 | 50 | 16 | 90 | 40% | 5192 | 1.2951 | 0.32377 | 47.1922 | 0.71939 | 47.9116 | WIDTH40_LENGTH50_HIGHT16_ORIENTATION90_WINDOWSRATIO40%_3Dview.U.png | WIDTH40_LENGTH50_HIGHT16_ORIENTATION90_WINDOWSRATIO40%.json
50 | 50 | 16 | 90 | 40% | 5632 | 1.2898 | 0.32244 | 47.1991 | 0.71389 | 47.913 | WIDTH50_LENGTH50_HIGHT16_ORIENTATION90_WINDOWSRATIO40%_3Dview.U.png | WIDTH50_LENGTH50_HIGHT16_ORIENTATION90_WINDOWSRATIO40%.json
60 | 50 | 16 | 90 | 40% | 6072 | 1.2852 | 0.32131 | 47.1745 | 0.72909 | 47.9036 | WIDTH60_LENGTH50_HIGHT16_ORIENTATION90_WINDOWSRATIO40%_3Dview.U.png | WIDTH60_LENGTH50_HIGHT16_ORIENTATION90_WINDOWSRATIO40%.json
30 | 60 | 16 | 90 | 40% | 5632 | 1.2898 | 0.32244 | 46.7907 | 0.90054 | 47.6913 | WIDTH30_LENGTH60_HIGHT16_ORIENTATION90_WINDOWSRATIO40%_3Dview.U.png | WIDTH30_LENGTH60_HIGHT16_ORIENTATION90_WINDOWSRATIO40%.json
40 | 60 | 16 | 90 | 40% | 6072 | 1.2852 | 0.32131 | 47.1619 | 0.71483 | 47.8767 | WIDTH40_LENGTH60_HIGHT16_ORIENTATION90_WINDOWSRATIO40%_3Dview.U.png | WIDTH40_LENGTH60_HIGHT16_ORIENTATION90_WINDOWSRATIO40%.json
50 | 60 | 16 | 90 | 40% | 6512 | 1.2813 | 0.32033 | 47.185 | 0.70194 | 47.887 | WIDTH50_LENGTH60_HIGHT16_ORIENTATION90_WINDOWSRATIO40%_3Dview.U.png | WIDTH50_LENGTH60_HIGHT16_ORIENTATION90_WINDOWSRATIO40%.json
60 | 60 | 16 | 90 | 40% | 6952 | 1.2779 | 0.31948 | 47.1682 | 0.7155 | 47.8837 | WIDTH60_LENGTH60_HIGHT16_ORIENTATION90_WINDOWSRATIO40%_3Dview.U.png | WIDTH60_LENGTH60_HIGHT16_ORIENTATION90_WINDOWSRATIO40%.json
30 | 30 | 8 | 135 | 40% | 1496 | 1.8449 | 0.46123 | 46.7022 | 1.1177 | 47.82 | WIDTH30_LENGTH30_HIGHT8_ORIENTATION135_WINDOWSRATIO40%_3Dview.U.png | WIDTH30_LENGTH30_HIGHT8_ORIENTATION135_WINDOWSRATIO40%.json
40 | 30 | 8 | 135 | 40% | 1716 | 1.8298 | 0.45746 | 46.8241 | 1.0436 | 47.8677 | WIDTH40_LENGTH30_HIGHT8_ORIENTATION135_WINDOWSRATIO40%_3Dview.U.png | WIDTH40_LENGTH30_HIGHT8_ORIENTATION135_WINDOWSRATIO40%.json
50 | 30 | 8 | 135 | 40% | 1936 | 1.8182 | 0.45455 | 46.8048 | 1.0379 | 47.8427 | WIDTH50_LENGTH30_HIGHT8_ORIENTATION135_WINDOWSRATIO40%_3Dview.U.png | WIDTH50_LENGTH30_HIGHT8_ORIENTATION135_WINDOWSRATIO40%.json
60 | 30 | 8 | 135 | 40% | 2156 | 1.8089 | 0.45223 | 46.8372 | 1.0221 | 47.8594 | WIDTH60_LENGTH30_HIGHT8_ORIENTATION135_WINDOWSRATIO40%_3Dview.U.png | WIDTH60_LENGTH30_HIGHT8_ORIENTATION135_WINDOWSRATIO40%.json
30 | 40 | 8 | 135 | 40% | 1936 | 1.8182 | 0.45455 | 46.6176 | 1.1449 | 47.7625 | WIDTH30_LENGTH40_HIGHT8_ORIENTATION135_WINDOWSRATIO40%_3Dview.U.png | WIDTH30_LENGTH40_HIGHT8_ORIENTATION135_WINDOWSRATIO40%.json
40 | 40 | 8 | 135 | 40% | 2156 | 1.8089 | 0.45223 | 46.7858 | 1.0538 | 47.8396 | WIDTH40_LENGTH40_HIGHT8_ORIENTATION135_WINDOWSRATIO40%_3Dview.U.png | WIDTH40_LENGTH40_HIGHT8_ORIENTATION135_WINDOWSRATIO40%.json
50 | 40 | 8 | 135 | 40% | 2376 | 1.8013 | 0.45034 | 46.7832 | 1.0435 | 47.8267 | WIDTH50_LENGTH40_HIGHT8_ORIENTATION135_WINDOWSRATIO40%_3Dview.U.png | WIDTH50_LENGTH40_HIGHT8_ORIENTATION135_WINDOWSRATIO40%.json
60 | 40 | 8 | 135 | 40% | 2596 | 1.7951 | 0.44877 | 46.814 | 1.0294 | 47.8434 | WIDTH60_LENGTH40_HIGHT8_ORIENTATION135_WINDOWSRATIO40%_3Dview.U.png | WIDTH60_LENGTH40_HIGHT8_ORIENTATION135_WINDOWSRATIO40%.json
30 | 50 | 8 | 135 | 40% | 2376 | 1.8013 | 0.45034 | 46.5629 | 1.1613 | 47.7242 | WIDTH30_LENGTH50_HIGHT8_ORIENTATION135_WINDOWSRATIO40%_3Dview.U.png | WIDTH30_LENGTH50_HIGHT8_ORIENTATION135_WINDOWSRATIO40%.json
40 | 50 | 8 | 135 | 40% | 2596 | 1.7951 | 0.44877 | 46.7601 | 1.0595 | 47.8196 | WIDTH40_LENGTH50_HIGHT8_ORIENTATION135_WINDOWSRATIO40%_3Dview.U.png | WIDTH40_LENGTH50_HIGHT8_ORIENTATION135_WINDOWSRATIO40%.json
50 | 50 | 8 | 135 | 40% | 2816 | 1.7898 | 0.44744 | 46.7681 | 1.0461 | 47.8142 | WIDTH50_LENGTH50_HIGHT8_ORIENTATION135_WINDOWSRATIO40%_3Dview.U.png | WIDTH50_LENGTH50_HIGHT8_ORIENTATION135_WINDOWSRATIO40%.json
60 | 50 | 8 | 135 | 40% | 3036 | 1.7852 | 0.44631 | 46.8002 | 1.0321 | 47.8323 | WIDTH60_LENGTH50_HIGHT8_ORIENTATION135_WINDOWSRATIO40%_3Dview.U.png | WIDTH60_LENGTH50_HIGHT8_ORIENTATION135_WINDOWSRATIO40%.json
30 | 60 | 8 | 135 | 40% | 2816 | 1.7898 | 0.44744 | 46.4692 | 1.1869 | 47.656 | WIDTH30_LENGTH60_HIGHT8_ORIENTATION135_WINDOWSRATIO40%_3Dview.U.png | WIDTH30_LENGTH60_HIGHT8_ORIENTATION135_WINDOWSRATIO40%.json
40 | 60 | 8 | 135 | 40% | 3036 | 1.7852 | 0.44631 | 46.6953 | 1.0773 | 47.7726 | WIDTH40_LENGTH60_HIGHT8_ORIENTATION135_WINDOWSRATIO40%_3Dview.U.png | WIDTH40_LENGTH60_HIGHT8_ORIENTATION135_WINDOWSRATIO40%.json
50 | 60 | 8 | 135 | 40% | 3256 | 1.7813 | 0.44533 | 46.7154 | 1.0588 | 47.7742 | WIDTH50_LENGTH60_HIGHT8_ORIENTATION135_WINDOWSRATIO40%_3Dview.U.png | WIDTH50_LENGTH60_HIGHT8_ORIENTATION135_WINDOWSRATIO40%.json
60 | 60 | 8 | 135 | 40% | 3476 | 1.7779 | 0.44448 | 46.7533 | 1.0439 | 47.7972 | WIDTH60_LENGTH60_HIGHT8_ORIENTATION135_WINDOWSRATIO40%_3Dview.U.png | WIDTH60_LENGTH60_HIGHT8_ORIENTATION135_WINDOWSRATIO40%.json
30 | 30 | 12 | 135 | 40% | 2244 | 1.5116 | 0.3779 | 46.7671 | 1.0203 | 47.7874 | WIDTH30_LENGTH30_HIGHT12_ORIENTATION135_WINDOWSRATIO40%_3Dview.U.png | WIDTH30_LENGTH30_HIGHT12_ORIENTATION135_WINDOWSRATIO40%.json
40 | 30 | 12 | 135 | 40% | 2574 | 1.4965 | 0.37413 | 46.9366 | 0.92918 | 47.8658 | WIDTH40_LENGTH30_HIGHT12_ORIENTATION135_WINDOWSRATIO40%_3Dview.U.png | WIDTH40_LENGTH30_HIGHT12_ORIENTATION135_WINDOWSRATIO40%.json
50 | 30 | 12 | 135 | 40% | 2904 | 1.4848 | 0.37121 | 46.9443 | 0.9088 | 47.8531 | WIDTH50_LENGTH30_HIGHT12_ORIENTATION135_WINDOWSRATIO40%_3Dview.U.png | WIDTH50_LENGTH30_HIGHT12_ORIENTATION135_WINDOWSRATIO40%.json
60 | 30 | 12 | 135 | 40% | 3234 | 1.4756 | 0.36889 | 46.9818 | 0.88951 | 47.8713 | WIDTH60_LENGTH30_HIGHT12_ORIENTATION135_WINDOWSRATIO40%_3Dview.U.png | WIDTH60_LENGTH30_HIGHT12_ORIENTATION135_WINDOWSRATIO40%.json
30 | 40 | 12 | 135 | 40% | 2904 | 1.4848 | 0.37121 | 46.6633 | 1.0566 | 47.72 | WIDTH30_LENGTH40_HIGHT12_ORIENTATION135_WINDOWSRATIO40%_3Dview.U.png | WIDTH30_LENGTH40_HIGHT12_ORIENTATION135_WINDOWSRATIO40%.json
40 | 40 | 12 | 135 | 40% | 3234 | 1.4756 | 0.36889 | 46.8898 | 0.94314 | 47.833 | WIDTH40_LENGTH40_HIGHT12_ORIENTATION135_WINDOWSRATIO40%_3Dview.U.png | WIDTH40_LENGTH40_HIGHT12_ORIENTATION135_WINDOWSRATIO40%.json
50 | 40 | 12 | 135 | 40% | 3564 | 1.468 | 0.367 | 46.9175 | 0.91695 | 47.8345 | WIDTH50_LENGTH40_HIGHT12_ORIENTATION135_WINDOWSRATIO40%_3Dview.U.png | WIDTH50_LENGTH40_HIGHT12_ORIENTATION135_WINDOWSRATIO40%.json
60 | 40 | 12 | 135 | 40% | 3894 | 1.4617 | 0.36543 | 46.9554 | 0.89582 | 47.8512 | WIDTH60_LENGTH40_HIGHT12_ORIENTATION135_WINDOWSRATIO40%_3Dview.U.png | WIDTH60_LENGTH40_HIGHT12_ORIENTATION135_WINDOWSRATIO40%.json
30 | 50 | 12 | 135 | 40% | 3564 | 1.468 | 0.367 | 46.5943 | 1.0785 | 47.6728 | WIDTH30_LENGTH50_HIGHT12_ORIENTATION135_WINDOWSRATIO40%_3Dview.U.png | WIDTH30_LENGTH50_HIGHT12_ORIENTATION135_WINDOWSRATIO40%.json
40 | 50 | 12 | 135 | 40% | 3894 | 1.4617 | 0.36543 | 46.8589 | 0.95226 | 47.8111 | WIDTH40_LENGTH50_HIGHT12_ORIENTATION135_WINDOWSRATIO40%_3Dview.U.png | WIDTH40_LENGTH50_HIGHT12_ORIENTATION135_WINDOWSRATIO40%.json
50 | 50 | 12 | 135 | 40% | 4224 | 1.4564 | 0.36411 | 46.8991 | 0.92105 | 47.8202 | WIDTH50_LENGTH50_HIGHT12_ORIENTATION135_WINDOWSRATIO40%_3Dview.U.png | WIDTH50_LENGTH50_HIGHT12_ORIENTATION135_WINDOWSRATIO40%.json
60 | 50 | 12 | 135 | 40% | 4554 | 1.4519 | 0.36298 | 46.9388 | 0.90158 | 47.8403 | WIDTH60_LENGTH50_HIGHT12_ORIENTATION135_WINDOWSRATIO40%_3Dview.U.png | WIDTH60_LENGTH50_HIGHT12_ORIENTATION135_WINDOWSRATIO40%.json
30 | 60 | 12 | 135 | 40% | 4224 | 1.4564 | 0.36411 | 46.4911 | 1.1094 | 47.6004 | WIDTH30_LENGTH60_HIGHT12_ORIENTATION135_WINDOWSRATIO40%_3Dview.U.png | WIDTH30_LENGTH60_HIGHT12_ORIENTATION135_WINDOWSRATIO40%.json
40 | 60 | 12 | 135 | 40% | 4554 | 1.4519 | 0.36298 | 46.7927 | 0.97099 | 47.7637 | WIDTH40_LENGTH60_HIGHT12_ORIENTATION135_WINDOWSRATIO40%_3Dview.U.png | WIDTH40_LENGTH60_HIGHT12_ORIENTATION135_WINDOWSRATIO40%.json
50 | 60 | 12 | 135 | 40% | 4884 | 1.448 | 0.362 | 46.8472 | 0.93479 | 47.782 | WIDTH50_LENGTH60_HIGHT12_ORIENTATION135_WINDOWSRATIO40%_3Dview.U.png | WIDTH50_LENGTH60_HIGHT12_ORIENTATION135_WINDOWSRATIO40%.json
60 | 60 | 12 | 135 | 40% | 5214 | 1.4446 | 0.36114 | 46.8911 | 0.91426 | 47.8054 | WIDTH60_LENGTH60_HIGHT12_ORIENTATION135_WINDOWSRATIO40%_3Dview.U.png | WIDTH60_LENGTH60_HIGHT12_ORIENTATION135_WINDOWSRATIO40%.json
30 | 30 | 16 | 135 | 40% | 2992 | 1.3449 | 0.33623 | 46.7723 | 0.98245 | 47.7548 | WIDTH30_LENGTH30_HIGHT16_ORIENTATION135_WINDOWSRATIO40%_3Dview.U.png | WIDTH30_LENGTH30_HIGHT16_ORIENTATION135_WINDOWSRATIO40%.json
40 | 30 | 16 | 135 | 40% | 3432 | 1.3298 | 0.33246 | 46.958 | 0.8894 | 47.8474 | WIDTH40_LENGTH30_HIGHT16_ORIENTATION135_WINDOWSRATIO40%_3Dview.U.png | WIDTH40_LENGTH30_HIGHT16_ORIENTATION135_WINDOWSRATIO40%.json
50 | 30 | 16 | 135 | 40% | 3872 | 1.3182 | 0.32955 | 46.9878 | 0.85847 | 47.8463 | WIDTH50_LENGTH30_HIGHT16_ORIENTATION135_WINDOWSRATIO40%_3Dview.U.png | WIDTH50_LENGTH30_HIGHT16_ORIENTATION135_WINDOWSRATIO40%.json
60 | 30 | 16 | 135 | 40% | 4312 | 1.3089 | 0.32723 | 47.0323 | 0.8331 | 47.8654 | WIDTH60_LENGTH30_HIGHT16_ORIENTATION135_WINDOWSRATIO40%_3Dview.U.png | WIDTH60_LENGTH30_HIGHT16_ORIENTATION135_WINDOWSRATIO40%.json
30 | 40 | 16 | 135 | 40% | 3872 | 1.3182 | 0.32955 | 46.6506 | 1.0247 | 47.6752 | WIDTH30_LENGTH40_HIGHT16_ORIENTATION135_WINDOWSRATIO40%_3Dview.U.png | WIDTH30_LENGTH40_HIGHT16_ORIENTATION135_WINDOWSRATIO40%.json
40 | 40 | 16 | 135 | 40% | 4312 | 1.3089 | 0.32723 | 46.9012 | 0.90926 | 47.8104 | WIDTH40_LENGTH40_HIGHT16_ORIENTATION135_WINDOWSRATIO40%_3Dview.U.png | WIDTH40_LENGTH40_HIGHT16_ORIENTATION135_WINDOWSRATIO40%.json
50 | 40 | 16 | 135 | 40% | 4752 | 1.3013 | 0.32534 | 46.9563 | 0.86825 | 47.8246 | WIDTH50_LENGTH40_HIGHT16_ORIENTATION135_WINDOWSRATIO40%_3Dview.U.png | WIDTH50_LENGTH40_HIGHT16_ORIENTATION135_WINDOWSRATIO40%.json
60 | 40 | 16 | 135 | 40% | 5192 | 1.2951 | 0.32377 | 47.0038 | 0.84212 | 47.8459 | WIDTH60_LENGTH40_HIGHT16_ORIENTATION135_WINDOWSRATIO40%_3Dview.U.png | WIDTH60_LENGTH40_HIGHT16_ORIENTATION135_WINDOWSRATIO40%.json
30 | 50 | 16 | 135 | 40% | 4752 | 1.3013 | 0.32534 | 46.5697 | 1.0517 | 47.6214 | WIDTH30_LENGTH50_HIGHT16_ORIENTATION135_WINDOWSRATIO40%_3Dview.U.png | WIDTH30_LENGTH50_HIGHT16_ORIENTATION135_WINDOWSRATIO40%.json
40 | 50 | 16 | 135 | 40% | 5192 | 1.2951 | 0.32377 | 46.8627 | 0.9215 | 47.7842 | WIDTH40_LENGTH50_HIGHT16_ORIENTATION135_WINDOWSRATIO40%_3Dview.U.png | WIDTH40_LENGTH50_HIGHT16_ORIENTATION135_WINDOWSRATIO40%.json
50 | 50 | 16 | 135 | 40% | 5632 | 1.2898 | 0.32244 | 46.9341 | 0.87414 | 47.8082 | WIDTH50_LENGTH50_HIGHT16_ORIENTATION135_WINDOWSRATIO40%_3Dview.U.png | WIDTH50_LENGTH50_HIGHT16_ORIENTATION135_WINDOWSRATIO40%.json
60 | 50 | 16 | 135 | 40% | 6072 | 1.2852 | 0.32131 | 46.9861 | 0.84698 | 47.8331 | WIDTH60_LENGTH50_HIGHT16_ORIENTATION135_WINDOWSRATIO40%_3Dview.U.png | WIDTH60_LENGTH50_HIGHT16_ORIENTATION135_WINDOWSRATIO40%.json
30 | 60 | 16 | 135 | 40% | 5632 | 1.2898 | 0.32244 | 46.4572 | 1.0864 | 47.5436 | WIDTH30_LENGTH60_HIGHT16_ORIENTATION135_WINDOWSRATIO40%_3Dview.U.png | WIDTH30_LENGTH60_HIGHT16_ORIENTATION135_WINDOWSRATIO40%.json
40 | 60 | 16 | 135 | 40% | 6072 | 1.2852 | 0.32131 | 46.7906 | 0.94353 | 47.7342 | WIDTH40_LENGTH60_HIGHT16_ORIENTATION135_WINDOWSRATIO40%_3Dview.U.png | WIDTH40_LENGTH60_HIGHT16_ORIENTATION135_WINDOWSRATIO40%.json
50 | 60 | 16 | 135 | 40% | 6512 | 1.2813 | 0.32033 | 46.8796 | 0.89044 | 47.7701 | WIDTH50_LENGTH60_HIGHT16_ORIENTATION135_WINDOWSRATIO40%_3Dview.U.png | WIDTH50_LENGTH60_HIGHT16_ORIENTATION135_WINDOWSRATIO40%.json
60 | 60 | 16 | 135 | 40% | 6952 | 1.2779 | 0.31948 | 46.9383 | 0.86056 | 47.7989 | WIDTH60_LENGTH60_HIGHT16_ORIENTATION135_WINDOWSRATIO40%_3Dview.U.png | WIDTH60_LENGTH60_HIGHT16_ORIENTATION135_WINDOWSRATIO40%.json
30 | 30 | 8 | 180 | 40% | 1496 | 1.8449 | 0.46123 | 46.7502 | 1.0792 | 47.8294 | WIDTH30_LENGTH30_HIGHT8_ORIENTATION180_WINDOWSRATIO40%_3Dview.U.png | WIDTH30_LENGTH30_HIGHT8_ORIENTATION180_WINDOWSRATIO40%.json
40 | 30 | 8 | 180 | 40% | 1716 | 1.8298 | 0.45746 | 46.9017 | 0.99579 | 47.8975 | WIDTH40_LENGTH30_HIGHT8_ORIENTATION180_WINDOWSRATIO40%_3Dview.U.png | WIDTH40_LENGTH30_HIGHT8_ORIENTATION180_WINDOWSRATIO40%.json
50 | 30 | 8 | 180 | 40% | 1936 | 1.8182 | 0.45455 | 46.9106 | 0.97035 | 47.8809 | WIDTH50_LENGTH30_HIGHT8_ORIENTATION180_WINDOWSRATIO40%_3Dview.U.png | WIDTH50_LENGTH30_HIGHT8_ORIENTATION180_WINDOWSRATIO40%.json
60 | 30 | 8 | 180 | 40% | 2156 | 1.8089 | 0.45223 | 46.9854 | 0.92885 | 47.9143 | WIDTH60_LENGTH30_HIGHT8_ORIENTATION180_WINDOWSRATIO40%_3Dview.U.png | WIDTH60_LENGTH30_HIGHT8_ORIENTATION180_WINDOWSRATIO40%.json
30 | 40 | 8 | 180 | 40% | 1936 | 1.8182 | 0.45455 | 46.6229 | 1.137 | 47.76 | WIDTH30_LENGTH40_HIGHT8_ORIENTATION180_WINDOWSRATIO40%_3Dview.U.png | WIDTH30_LENGTH40_HIGHT8_ORIENTATION180_WINDOWSRATIO40%.json
40 | 40 | 8 | 180 | 40% | 2156 | 1.8089 | 0.45223 | 46.8184 | 1.033 | 47.8514 | WIDTH40_LENGTH40_HIGHT8_ORIENTATION180_WINDOWSRATIO40%_3Dview.U.png | WIDTH40_LENGTH40_HIGHT8_ORIENTATION180_WINDOWSRATIO40%.json
50 | 40 | 8 | 180 | 40% | 2376 | 1.8013 | 0.45034 | 46.8465 | 1.0042 | 47.8507 | WIDTH50_LENGTH40_HIGHT8_ORIENTATION180_WINDOWSRATIO40%_3Dview.U.png | WIDTH50_LENGTH40_HIGHT8_ORIENTATION180_WINDOWSRATIO40%.json
60 | 40 | 8 | 180 | 40% | 2596 | 1.7951 | 0.44877 | 46.9236 | 0.96121 | 47.8848 | WIDTH60_LENGTH40_HIGHT8_ORIENTATION180_WINDOWSRATIO40%_3Dview.U.png | WIDTH60_LENGTH40_HIGHT8_ORIENTATION180_WINDOWSRATIO40%.json
30 | 50 | 8 | 180 | 40% | 2376 | 1.8013 | 0.45034 | 46.5388 | 1.1732 | 47.7119 | WIDTH30_LENGTH50_HIGHT8_ORIENTATION180_WINDOWSRATIO40%_3Dview.U.png | WIDTH30_LENGTH50_HIGHT8_ORIENTATION180_WINDOWSRATIO40%.json
40 | 50 | 8 | 180 | 40% | 2596 | 1.7951 | 0.44877 | 46.7607 | 1.0618 | 47.8225 | WIDTH40_LENGTH50_HIGHT8_ORIENTATION180_WINDOWSRATIO40%_3Dview.U.png | WIDTH40_LENGTH50_HIGHT8_ORIENTATION180_WINDOWSRATIO40%.json
50 | 50 | 8 | 180 | 40% | 2816 | 1.7898 | 0.44744 | 46.7994 | 1.0262 | 47.8256 | WIDTH50_LENGTH50_HIGHT8_ORIENTATION180_WINDOWSRATIO40%_3Dview.U.png | WIDTH50_LENGTH50_HIGHT8_ORIENTATION180_WINDOWSRATIO40%.json
60 | 50 | 8 | 180 | 40% | 3036 | 1.7852 | 0.44631 | 46.876 | 0.98692 | 47.8629 | WIDTH60_LENGTH50_HIGHT8_ORIENTATION180_WINDOWSRATIO40%_3Dview.U.png | WIDTH60_LENGTH50_HIGHT8_ORIENTATION180_WINDOWSRATIO40%.json
30 | 60 | 8 | 180 | 40% | 2816 | 1.7898 | 0.44744 | 46.4338 | 1.2091 | 47.643 | WIDTH30_LENGTH60_HIGHT8_ORIENTATION180_WINDOWSRATIO40%_3Dview.U.png | WIDTH30_LENGTH60_HIGHT8_ORIENTATION180_WINDOWSRATIO40%.json
40 | 60 | 8 | 180 | 40% | 3036 | 1.7852 | 0.44631 | 46.6821 | 1.0911 | 47.7732 | WIDTH40_LENGTH60_HIGHT8_ORIENTATION180_WINDOWSRATIO40%_3Dview.U.png | WIDTH40_LENGTH60_HIGHT8_ORIENTATION180_WINDOWSRATIO40%.json
50 | 60 | 8 | 180 | 40% | 3256 | 1.7813 | 0.44533 | 46.7323 | 1.0531 | 47.7854 | WIDTH50_LENGTH60_HIGHT8_ORIENTATION180_WINDOWSRATIO40%_3Dview.U.png | WIDTH50_LENGTH60_HIGHT8_ORIENTATION180_WINDOWSRATIO40%.json
60 | 60 | 8 | 180 | 40% | 3476 | 1.7779 | 0.44448 | 46.8102 | 1.0121 | 47.8223 | WIDTH60_LENGTH60_HIGHT8_ORIENTATION180_WINDOWSRATIO40%_3Dview.U.png | WIDTH60_LENGTH60_HIGHT8_ORIENTATION180_WINDOWSRATIO40%.json
30 | 30 | 12 | 180 | 40% | 2244 | 1.5116 | 0.3779 | 46.8376 | 0.97141 | 47.809 | WIDTH30_LENGTH30_HIGHT12_ORIENTATION180_WINDOWSRATIO40%_3Dview.U.png | WIDTH30_LENGTH30_HIGHT12_ORIENTATION180_WINDOWSRATIO40%.json
40 | 30 | 12 | 180 | 40% | 2574 | 1.4965 | 0.37413 | 47.005 | 0.88104 | 47.8861 | WIDTH40_LENGTH30_HIGHT12_ORIENTATION180_WINDOWSRATIO40%_3Dview.U.png | WIDTH40_LENGTH30_HIGHT12_ORIENTATION180_WINDOWSRATIO40%.json
50 | 30 | 12 | 180 | 40% | 2904 | 1.4848 | 0.37121 | 47.0298 | 0.85318 | 47.883 | WIDTH50_LENGTH30_HIGHT12_ORIENTATION180_WINDOWSRATIO40%_3Dview.U.png | WIDTH50_LENGTH30_HIGHT12_ORIENTATION180_WINDOWSRATIO40%.json
60 | 30 | 12 | 180 | 40% | 3234 | 1.4756 | 0.36889 | 47.1115 | 0.8088 | 47.9203 | WIDTH60_LENGTH30_HIGHT12_ORIENTATION180_WINDOWSRATIO40%_3Dview.U.png | WIDTH60_LENGTH30_HIGHT12_ORIENTATION180_WINDOWSRATIO40%.json
30 | 40 | 12 | 180 | 40% | 2904 | 1.4848 | 0.37121 | 46.6927 | 1.0365 | 47.7293 | WIDTH30_LENGTH40_HIGHT12_ORIENTATION180_WINDOWSRATIO40%_3Dview.U.png | WIDTH30_LENGTH40_HIGHT12_ORIENTATION180_WINDOWSRATIO40%.json
40 | 40 | 12 | 180 | 40% | 3234 | 1.4756 | 0.36889 | 46.9143 | 0.92532 | 47.8396 | WIDTH40_LENGTH40_HIGHT12_ORIENTATION180_WINDOWSRATIO40%_3Dview.U.png | WIDTH40_LENGTH40_HIGHT12_ORIENTATION180_WINDOWSRATIO40%.json
50 | 40 | 12 | 180 | 40% | 3564 | 1.468 | 0.367 | 46.9636 | 0.88624 | 47.8498 | WIDTH50_LENGTH40_HIGHT12_ORIENTATION180_WINDOWSRATIO40%_3Dview.U.png | WIDTH50_LENGTH40_HIGHT12_ORIENTATION180_WINDOWSRATIO40%.json
60 | 40 | 12 | 180 | 40% | 3894 | 1.4617 | 0.36543 | 47.0475 | 0.84162 | 47.8891 | WIDTH60_LENGTH40_HIGHT12_ORIENTATION180_WINDOWSRATIO40%_3Dview.U.png | WIDTH60_LENGTH40_HIGHT12_ORIENTATION180_WINDOWSRATIO40%.json
30 | 50 | 12 | 180 | 40% | 3564 | 1.468 | 0.367 | 46.5932 | 1.0783 | 47.6715 | WIDTH30_LENGTH50_HIGHT12_ORIENTATION180_WINDOWSRATIO40%_3Dview.U.png | WIDTH30_LENGTH50_HIGHT12_ORIENTATION180_WINDOWSRATIO40%.json
40 | 50 | 12 | 180 | 40% | 3894 | 1.4617 | 0.36543 | 46.8506 | 0.95638 | 47.807 | WIDTH40_LENGTH50_HIGHT12_ORIENTATION180_WINDOWSRATIO40%_3Dview.U.png | WIDTH40_LENGTH50_HIGHT12_ORIENTATION180_WINDOWSRATIO40%.json
50 | 50 | 12 | 180 | 40% | 4224 | 1.4564 | 0.36411 | 46.9152 | 0.91121 | 47.8264 | WIDTH50_LENGTH50_HIGHT12_ORIENTATION180_WINDOWSRATIO40%_3Dview.U.png | WIDTH50_LENGTH50_HIGHT12_ORIENTATION180_WINDOWSRATIO40%.json
60 | 50 | 12 | 180 | 40% | 4554 | 1.4519 | 0.36298 | 46.9991 | 0.86726 | 47.8664 | WIDTH60_LENGTH50_HIGHT12_ORIENTATION180_WINDOWSRATIO40%_3Dview.U.png | WIDTH60_LENGTH50_HIGHT12_ORIENTATION180_WINDOWSRATIO40%.json
30 | 60 | 12 | 180 | 40% | 4224 | 1.4564 | 0.36411 | 46.4782 | 1.1188 | 47.597 | WIDTH30_LENGTH60_HIGHT12_ORIENTATION180_WINDOWSRATIO40%_3Dview.U.png | WIDTH30_LENGTH60_HIGHT12_ORIENTATION180_WINDOWSRATIO40%.json
40 | 60 | 12 | 180 | 40% | 4554 | 1.4519 | 0.36298 | 46.7672 | 0.9876 | 47.7548 | WIDTH40_LENGTH60_HIGHT12_ORIENTATION180_WINDOWSRATIO40%_3Dview.U.png | WIDTH40_LENGTH60_HIGHT12_ORIENTATION180_WINDOWSRATIO40%.json
50 | 60 | 12 | 180 | 40% | 4884 | 1.448 | 0.362 | 46.8467 | 0.9378 | 47.7845 | WIDTH50_LENGTH60_HIGHT12_ORIENTATION180_WINDOWSRATIO40%_3Dview.U.png | WIDTH50_LENGTH60_HIGHT12_ORIENTATION180_WINDOWSRATIO40%.json
60 | 60 | 12 | 180 | 40% | 5214 | 1.4446 | 0.36114 | 46.9334 | 0.89289 | 47.8262 | WIDTH60_LENGTH60_HIGHT12_ORIENTATION180_WINDOWSRATIO40%_3Dview.U.png | WIDTH60_LENGTH60_HIGHT12_ORIENTATION180_WINDOWSRATIO40%.json
30 | 30 | 16 | 180 | 40% | 2992 | 1.3449 | 0.33623 | 46.8601 | 0.92646 | 47.7866 | WIDTH30_LENGTH30_HIGHT16_ORIENTATION180_WINDOWSRATIO40%_3Dview.U.png | WIDTH30_LENGTH30_HIGHT16_ORIENTATION180_WINDOWSRATIO40%.json
40 | 30 | 16 | 180 | 40% | 3432 | 1.3298 | 0.33246 | 47.0282 | 0.83694 | 47.8651 | WIDTH40_LENGTH30_HIGHT16_ORIENTATION180_WINDOWSRATIO40%_3Dview.U.png | WIDTH40_LENGTH30_HIGHT16_ORIENTATION180_WINDOWSRATIO40%.json
50 | 30 | 16 | 180 | 40% | 3872 | 1.3182 | 0.32955 | 47.0633 | 0.80566 | 47.869 | WIDTH50_LENGTH30_HIGHT16_ORIENTATION180_WINDOWSRATIO40%_3Dview.U.png | WIDTH50_LENGTH30_HIGHT16_ORIENTATION180_WINDOWSRATIO40%.json
60 | 30 | 16 | 180 | 40% | 4312 | 1.3089 | 0.32723 | 47.1505 | 0.75876 | 47.9092 | WIDTH60_LENGTH30_HIGHT16_ORIENTATION180_WINDOWSRATIO40%_3Dview.U.png | WIDTH60_LENGTH30_HIGHT16_ORIENTATION180_WINDOWSRATIO40%.json
30 | 40 | 16 | 180 | 40% | 3872 | 1.3182 | 0.32955 | 46.6996 | 0.99664 | 47.6962 | WIDTH30_LENGTH40_HIGHT16_ORIENTATION180_WINDOWSRATIO40%_3Dview.U.png | WIDTH30_LENGTH40_HIGHT16_ORIENTATION180_WINDOWSRATIO40%.json
40 | 40 | 16 | 180 | 40% | 4312 | 1.3089 | 0.32723 | 46.9283 | 0.88651 | 47.8148 | WIDTH40_LENGTH40_HIGHT16_ORIENTATION180_WINDOWSRATIO40%_3Dview.U.png | WIDTH40_LENGTH40_HIGHT16_ORIENTATION180_WINDOWSRATIO40%.json
50 | 40 | 16 | 180 | 40% | 4752 | 1.3013 | 0.32534 | 46.991 | 0.84197 | 47.833 | WIDTH50_LENGTH40_HIGHT16_ORIENTATION180_WINDOWSRATIO40%_3Dview.U.png | WIDTH50_LENGTH40_HIGHT16_ORIENTATION180_WINDOWSRATIO40%.json
60 | 40 | 16 | 180 | 40% | 5192 | 1.2951 | 0.32377 | 47.0832 | 0.79434 | 47.8776 | WIDTH60_LENGTH40_HIGHT16_ORIENTATION180_WINDOWSRATIO40%_3Dview.U.png | WIDTH60_LENGTH40_HIGHT16_ORIENTATION180_WINDOWSRATIO40%.json
30 | 50 | 16 | 180 | 40% | 4752 | 1.3013 | 0.32534 | 46.5902 | 1.0426 | 47.6328 | WIDTH30_LENGTH50_HIGHT16_ORIENTATION180_WINDOWSRATIO40%_3Dview.U.png | WIDTH30_LENGTH50_HIGHT16_ORIENTATION180_WINDOWSRATIO40%.json
40 | 50 | 16 | 180 | 40% | 5192 | 1.2951 | 0.32377 | 46.8582 | 0.92137 | 47.7796 | WIDTH40_LENGTH50_HIGHT16_ORIENTATION180_WINDOWSRATIO40%_3Dview.U.png | WIDTH40_LENGTH50_HIGHT16_ORIENTATION180_WINDOWSRATIO40%.json
50 | 50 | 16 | 180 | 40% | 5632 | 1.2898 | 0.32244 | 46.9399 | 0.86857 | 47.8085 | WIDTH50_LENGTH50_HIGHT16_ORIENTATION180_WINDOWSRATIO40%_3Dview.U.png | WIDTH50_LENGTH50_HIGHT16_ORIENTATION180_WINDOWSRATIO40%.json
60 | 50 | 16 | 180 | 40% | 6072 | 1.2852 | 0.32131 | 47.0336 | 0.8194 | 47.853 | WIDTH60_LENGTH50_HIGHT16_ORIENTATION180_WINDOWSRATIO40%_3Dview.U.png | WIDTH60_LENGTH50_HIGHT16_ORIENTATION180_WINDOWSRATIO40%.json
30 | 60 | 16 | 180 | 40% | 5632 | 1.2898 | 0.32244 | 46.4663 | 1.0873 | 47.5536 | WIDTH30_LENGTH60_HIGHT16_ORIENTATION180_WINDOWSRATIO40%_3Dview.U.png | WIDTH30_LENGTH60_HIGHT16_ORIENTATION180_WINDOWSRATIO40%.json
40 | 60 | 16 | 180 | 40% | 6072 | 1.2852 | 0.32131 | 46.7687 | 0.95498 | 47.7237 | WIDTH40_LENGTH60_HIGHT16_ORIENTATION180_WINDOWSRATIO40%_3Dview.U.png | WIDTH40_LENGTH60_HIGHT16_ORIENTATION180_WINDOWSRATIO40%.json
50 | 60 | 16 | 180 | 40% | 6512 | 1.2813 | 0.32033 | 46.869 | 0.89808 | 47.7671 | WIDTH50_LENGTH60_HIGHT16_ORIENTATION180_WINDOWSRATIO40%_3Dview.U.png | WIDTH50_LENGTH60_HIGHT16_ORIENTATION180_WINDOWSRATIO40%.json
60 | 60 | 16 | 180 | 40% | 6952 | 1.2779 | 0.31948 | 46.9668 | 0.84631 | 47.8131 | WIDTH60_LENGTH60_HIGHT16_ORIENTATION180_WINDOWSRATIO40%_3Dview.U.png | WIDTH60_LENGTH60_HIGHT16_ORIENTATION180_WINDOWSRATIO40%.json
30 | 30 | 8 | 225 | 40% | 1496 | 1.8449 | 0.46123 | 46.7046 | 1.1149 | 47.8195 | WIDTH30_LENGTH30_HIGHT8_ORIENTATION225_WINDOWSRATIO40%_3Dview.U.png | WIDTH30_LENGTH30_HIGHT8_ORIENTATION225_WINDOWSRATIO40%.json
40 | 30 | 8 | 225 | 40% | 1716 | 1.8298 | 0.45746 | 46.8308 | 1.041 | 47.8718 | WIDTH40_LENGTH30_HIGHT8_ORIENTATION225_WINDOWSRATIO40%_3Dview.U.png | WIDTH40_LENGTH30_HIGHT8_ORIENTATION225_WINDOWSRATIO40%.json
50 | 30 | 8 | 225 | 40% | 1936 | 1.8182 | 0.45455 | 46.7972 | 1.0422 | 47.8394 | WIDTH50_LENGTH30_HIGHT8_ORIENTATION225_WINDOWSRATIO40%_3Dview.U.png | WIDTH50_LENGTH30_HIGHT8_ORIENTATION225_WINDOWSRATIO40%.json
60 | 30 | 8 | 225 | 40% | 2156 | 1.8089 | 0.45223 | 46.8306 | 1.0249 | 47.8555 | WIDTH60_LENGTH30_HIGHT8_ORIENTATION225_WINDOWSRATIO40%_3Dview.U.png | WIDTH60_LENGTH30_HIGHT8_ORIENTATION225_WINDOWSRATIO40%.json
30 | 40 | 8 | 225 | 40% | 1936 | 1.8182 | 0.45455 | 46.6287 | 1.1392 | 47.7679 | WIDTH30_LENGTH40_HIGHT8_ORIENTATION225_WINDOWSRATIO40%_3Dview.U.png | WIDTH30_LENGTH40_HIGHT8_ORIENTATION225_WINDOWSRATIO40%.json
40 | 40 | 8 | 225 | 40% | 2156 | 1.8089 | 0.45223 | 46.8037 | 1.0481 | 47.8519 | WIDTH40_LENGTH40_HIGHT8_ORIENTATION225_WINDOWSRATIO40%_3Dview.U.png | WIDTH40_LENGTH40_HIGHT8_ORIENTATION225_WINDOWSRATIO40%.json
50 | 40 | 8 | 225 | 40% | 2376 | 1.8013 | 0.45034 | 46.7885 | 1.0424 | 47.8309 | WIDTH50_LENGTH40_HIGHT8_ORIENTATION225_WINDOWSRATIO40%_3Dview.U.png | WIDTH50_LENGTH40_HIGHT8_ORIENTATION225_WINDOWSRATIO40%.json
60 | 40 | 8 | 225 | 40% | 2596 | 1.7951 | 0.44877 | 46.8203 | 1.0246 | 47.8449 | WIDTH60_LENGTH40_HIGHT8_ORIENTATION225_WINDOWSRATIO40%_3Dview.U.png | WIDTH60_LENGTH40_HIGHT8_ORIENTATION225_WINDOWSRATIO40%.json
30 | 50 | 8 | 225 | 40% | 2376 | 1.8013 | 0.45034 | 46.5765 | 1.155 | 47.7315 | WIDTH30_LENGTH50_HIGHT8_ORIENTATION225_WINDOWSRATIO40%_3Dview.U.png | WIDTH30_LENGTH50_HIGHT8_ORIENTATION225_WINDOWSRATIO40%.json
40 | 50 | 8 | 225 | 40% | 2596 | 1.7951 | 0.44877 | 46.7867 | 1.0524 | 47.8391 | WIDTH40_LENGTH50_HIGHT8_ORIENTATION225_WINDOWSRATIO40%_3Dview.U.png | WIDTH40_LENGTH50_HIGHT8_ORIENTATION225_WINDOWSRATIO40%.json
50 | 50 | 8 | 225 | 40% | 2816 | 1.7898 | 0.44744 | 46.7841 | 1.0424 | 47.8264 | WIDTH50_LENGTH50_HIGHT8_ORIENTATION225_WINDOWSRATIO40%_3Dview.U.png | WIDTH50_LENGTH50_HIGHT8_ORIENTATION225_WINDOWSRATIO40%.json
60 | 50 | 8 | 225 | 40% | 3036 | 1.7852 | 0.44631 | 46.815 | 1.025 | 47.84 | WIDTH60_LENGTH50_HIGHT8_ORIENTATION225_WINDOWSRATIO40%_3Dview.U.png | WIDTH60_LENGTH50_HIGHT8_ORIENTATION225_WINDOWSRATIO40%.json
30 | 60 | 8 | 225 | 40% | 2816 | 1.7898 | 0.44744 | 46.4807 | 1.1797 | 47.6605 | WIDTH30_LENGTH60_HIGHT8_ORIENTATION225_WINDOWSRATIO40%_3Dview.U.png | WIDTH30_LENGTH60_HIGHT8_ORIENTATION225_WINDOWSRATIO40%.json
40 | 60 | 8 | 225 | 40% | 3036 | 1.7852 | 0.44631 | 46.7275 | 1.0681 | 47.7956 | WIDTH40_LENGTH60_HIGHT8_ORIENTATION225_WINDOWSRATIO40%_3Dview.U.png | WIDTH40_LENGTH60_HIGHT8_ORIENTATION225_WINDOWSRATIO40%.json
50 | 60 | 8 | 225 | 40% | 3256 | 1.7813 | 0.44533 | 46.7386 | 1.0532 | 47.7918 | WIDTH50_LENGTH60_HIGHT8_ORIENTATION225_WINDOWSRATIO40%_3Dview.U.png | WIDTH50_LENGTH60_HIGHT8_ORIENTATION225_WINDOWSRATIO40%.json
60 | 60 | 8 | 225 | 40% | 3476 | 1.7779 | 0.44448 | 46.7744 | 1.035 | 47.8095 | WIDTH60_LENGTH60_HIGHT8_ORIENTATION225_WINDOWSRATIO40%_3Dview.U.png | WIDTH60_LENGTH60_HIGHT8_ORIENTATION225_WINDOWSRATIO40%.json
30 | 30 | 12 | 225 | 40% | 2244 | 1.5116 | 0.3779 | 46.7677 | 1.0191 | 47.7868 | WIDTH30_LENGTH30_HIGHT12_ORIENTATION225_WINDOWSRATIO40%_3Dview.U.png | WIDTH30_LENGTH30_HIGHT12_ORIENTATION225_WINDOWSRATIO40%.json
40 | 30 | 12 | 225 | 40% | 2574 | 1.4965 | 0.37413 | 46.9408 | 0.92695 | 47.8677 | WIDTH40_LENGTH30_HIGHT12_ORIENTATION225_WINDOWSRATIO40%_3Dview.U.png | WIDTH40_LENGTH30_HIGHT12_ORIENTATION225_WINDOWSRATIO40%.json
50 | 30 | 12 | 225 | 40% | 2904 | 1.4848 | 0.37121 | 46.9344 | 0.91453 | 47.8489 | WIDTH50_LENGTH30_HIGHT12_ORIENTATION225_WINDOWSRATIO40%_3Dview.U.png | WIDTH50_LENGTH30_HIGHT12_ORIENTATION225_WINDOWSRATIO40%.json
60 | 30 | 12 | 225 | 40% | 3234 | 1.4756 | 0.36889 | 46.9729 | 0.8906 | 47.8635 | WIDTH60_LENGTH30_HIGHT12_ORIENTATION225_WINDOWSRATIO40%_3Dview.U.png | WIDTH60_LENGTH30_HIGHT12_ORIENTATION225_WINDOWSRATIO40%.json
30 | 40 | 12 | 225 | 40% | 2904 | 1.4848 | 0.37121 | 46.6758 | 1.0525 | 47.7283 | WIDTH30_LENGTH40_HIGHT12_ORIENTATION225_WINDOWSRATIO40%_3Dview.U.png | WIDTH30_LENGTH40_HIGHT12_ORIENTATION225_WINDOWSRATIO40%.json
40 | 40 | 12 | 225 | 40% | 3234 | 1.4756 | 0.36889 | 46.9103 | 0.93724 | 47.8475 | WIDTH40_LENGTH40_HIGHT12_ORIENTATION225_WINDOWSRATIO40%_3Dview.U.png | WIDTH40_LENGTH40_HIGHT12_ORIENTATION225_WINDOWSRATIO40%.json
50 | 40 | 12 | 225 | 40% | 3564 | 1.468 | 0.367 | 46.9262 | 0.9164 | 47.8426 | WIDTH50_LENGTH40_HIGHT12_ORIENTATION225_WINDOWSRATIO40%_3Dview.U.png | WIDTH50_LENGTH40_HIGHT12_ORIENTATION225_WINDOWSRATIO40%.json
60 | 40 | 12 | 225 | 40% | 3894 | 1.4617 | 0.36543 | 46.9635 | 0.8933 | 47.8568 | WIDTH60_LENGTH40_HIGHT12_ORIENTATION225_WINDOWSRATIO40%_3Dview.U.png | WIDTH60_LENGTH40_HIGHT12_ORIENTATION225_WINDOWSRATIO40%.json
30 | 50 | 12 | 225 | 40% | 3564 | 1.468 | 0.367 | 46.6139 | 1.0734 | 47.6873 | WIDTH30_LENGTH50_HIGHT12_ORIENTATION225_WINDOWSRATIO40%_3Dview.U.png | WIDTH30_LENGTH50_HIGHT12_ORIENTATION225_WINDOWSRATIO40%.json
40 | 50 | 12 | 225 | 40% | 3894 | 1.4617 | 0.36543 | 46.8902 | 0.94376 | 47.834 | WIDTH40_LENGTH50_HIGHT12_ORIENTATION225_WINDOWSRATIO40%_3Dview.U.png | WIDTH40_LENGTH50_HIGHT12_ORIENTATION225_WINDOWSRATIO40%.json
50 | 50 | 12 | 225 | 40% | 4224 | 1.4564 | 0.36411 | 46.9213 | 0.91711 | 47.8384 | WIDTH50_LENGTH50_HIGHT12_ORIENTATION225_WINDOWSRATIO40%_3Dview.U.png | WIDTH50_LENGTH50_HIGHT12_ORIENTATION225_WINDOWSRATIO40%.json
60 | 50 | 12 | 225 | 40% | 4554 | 1.4519 | 0.36298 | 46.9594 | 0.89392 | 47.8533 | WIDTH60_LENGTH50_HIGHT12_ORIENTATION225_WINDOWSRATIO40%_3Dview.U.png | WIDTH60_LENGTH50_HIGHT12_ORIENTATION225_WINDOWSRATIO40%.json
30 | 60 | 12 | 225 | 40% | 4224 | 1.4564 | 0.36411 | 46.5123 | 1.1031 | 47.6154 | WIDTH30_LENGTH60_HIGHT12_ORIENTATION225_WINDOWSRATIO40%_3Dview.U.png | WIDTH30_LENGTH60_HIGHT12_ORIENTATION225_WINDOWSRATIO40%.json
40 | 60 | 12 | 225 | 40% | 4554 | 1.4519 | 0.36298 | 46.8308 | 0.9607 | 47.7915 | WIDTH40_LENGTH60_HIGHT12_ORIENTATION225_WINDOWSRATIO40%_3Dview.U.png | WIDTH40_LENGTH60_HIGHT12_ORIENTATION225_WINDOWSRATIO40%.json
50 | 60 | 12 | 225 | 40% | 4884 | 1.448 | 0.362 | 46.8787 | 0.92851 | 47.8073 | WIDTH50_LENGTH60_HIGHT12_ORIENTATION225_WINDOWSRATIO40%_3Dview.U.png | WIDTH50_LENGTH60_HIGHT12_ORIENTATION225_WINDOWSRATIO40%.json
60 | 60 | 12 | 225 | 40% | 5214 | 1.4446 | 0.36114 | 46.921 | 0.90444 | 47.8254 | WIDTH60_LENGTH60_HIGHT12_ORIENTATION225_WINDOWSRATIO40%_3Dview.U.png | WIDTH60_LENGTH60_HIGHT12_ORIENTATION225_WINDOWSRATIO40%.json
30 | 30 | 16 | 225 | 40% | 2992 | 1.3449 | 0.33623 | 46.7736 | 0.98062 | 47.7542 | WIDTH30_LENGTH30_HIGHT16_ORIENTATION225_WINDOWSRATIO40%_3Dview.U.png | WIDTH30_LENGTH30_HIGHT16_ORIENTATION225_WINDOWSRATIO40%.json
40 | 30 | 16 | 225 | 40% | 3432 | 1.3298 | 0.33246 | 46.9557 | 0.88805 | 47.8437 | WIDTH40_LENGTH30_HIGHT16_ORIENTATION225_WINDOWSRATIO40%_3Dview.U.png | WIDTH40_LENGTH30_HIGHT16_ORIENTATION225_WINDOWSRATIO40%.json
50 | 30 | 16 | 225 | 40% | 3872 | 1.3182 | 0.32955 | 46.9733 | 0.86565 | 47.8389 | WIDTH50_LENGTH30_HIGHT16_ORIENTATION225_WINDOWSRATIO40%_3Dview.U.png | WIDTH50_LENGTH30_HIGHT16_ORIENTATION225_WINDOWSRATIO40%.json
60 | 30 | 16 | 225 | 40% | 4312 | 1.3089 | 0.32723 | 47.0212 | 0.83609 | 47.8573 | WIDTH60_LENGTH30_HIGHT16_ORIENTATION225_WINDOWSRATIO40%_3Dview.U.png | WIDTH60_LENGTH30_HIGHT16_ORIENTATION225_WINDOWSRATIO40%.json
30 | 40 | 16 | 225 | 40% | 3872 | 1.3182 | 0.32955 | 46.6648 | 1.0209 | 47.6858 | WIDTH30_LENGTH40_HIGHT16_ORIENTATION225_WINDOWSRATIO40%_3Dview.U.png | WIDTH30_LENGTH40_HIGHT16_ORIENTATION225_WINDOWSRATIO40%.json
40 | 40 | 16 | 225 | 40% | 4312 | 1.3089 | 0.32723 | 46.9157 | 0.90333 | 47.819 | WIDTH40_LENGTH40_HIGHT16_ORIENTATION225_WINDOWSRATIO40%_3Dview.U.png | WIDTH40_LENGTH40_HIGHT16_ORIENTATION225_WINDOWSRATIO40%.json
50 | 40 | 16 | 225 | 40% | 4752 | 1.3013 | 0.32534 | 46.9609 | 0.86877 | 47.8297 | WIDTH50_LENGTH40_HIGHT16_ORIENTATION225_WINDOWSRATIO40%_3Dview.U.png | WIDTH50_LENGTH40_HIGHT16_ORIENTATION225_WINDOWSRATIO40%.json
60 | 40 | 16 | 225 | 40% | 5192 | 1.2951 | 0.32377 | 47.0108 | 0.83927 | 47.8501 | WIDTH60_LENGTH40_HIGHT16_ORIENTATION225_WINDOWSRATIO40%_3Dview.U.png | WIDTH60_LENGTH40_HIGHT16_ORIENTATION225_WINDOWSRATIO40%.json
30 | 50 | 16 | 225 | 40% | 4752 | 1.3013 | 0.32534 | 46.5918 | 1.0457 | 47.6375 | WIDTH30_LENGTH50_HIGHT16_ORIENTATION225_WINDOWSRATIO40%_3Dview.U.png | WIDTH30_LENGTH50_HIGHT16_ORIENTATION225_WINDOWSRATIO40%.json
40 | 50 | 16 | 225 | 40% | 5192 | 1.2951 | 0.32377 | 46.8895 | 0.9134 | 47.8029 | WIDTH40_LENGTH50_HIGHT16_ORIENTATION225_WINDOWSRATIO40%_3Dview.U.png | WIDTH40_LENGTH50_HIGHT16_ORIENTATION225_WINDOWSRATIO40%.json
50 | 50 | 16 | 225 | 40% | 5632 | 1.2898 | 0.32244 | 46.9537 | 0.87099 | 47.8247 | WIDTH50_LENGTH50_HIGHT16_ORIENTATION225_WINDOWSRATIO40%_3Dview.U.png | WIDTH50_LENGTH50_HIGHT16_ORIENTATION225_WINDOWSRATIO40%.json
60 | 50 | 16 | 225 | 40% | 6072 | 1.2852 | 0.32131 | 47.006 | 0.84062 | 47.8466 | WIDTH60_LENGTH50_HIGHT16_ORIENTATION225_WINDOWSRATIO40%_3Dview.U.png | WIDTH60_LENGTH50_HIGHT16_ORIENTATION225_WINDOWSRATIO40%.json
30 | 60 | 16 | 225 | 40% | 5632 | 1.2898 | 0.32244 | 46.4776 | 1.0808 | 47.5583 | WIDTH30_LENGTH60_HIGHT16_ORIENTATION225_WINDOWSRATIO40%_3Dview.U.png | WIDTH30_LENGTH60_HIGHT16_ORIENTATION225_WINDOWSRATIO40%.json
40 | 60 | 16 | 225 | 40% | 6072 | 1.2852 | 0.32131 | 46.8256 | 0.93344 | 47.759 | WIDTH40_LENGTH60_HIGHT16_ORIENTATION225_WINDOWSRATIO40%_3Dview.U.png | WIDTH40_LENGTH60_HIGHT16_ORIENTATION225_WINDOWSRATIO40%.json
50 | 60 | 16 | 225 | 40% | 6512 | 1.2813 | 0.32033 | 46.9094 | 0.88416 | 47.7936 | WIDTH50_LENGTH60_HIGHT16_ORIENTATION225_WINDOWSRATIO40%_3Dview.U.png | WIDTH50_LENGTH60_HIGHT16_ORIENTATION225_WINDOWSRATIO40%.json
60 | 60 | 16 | 225 | 40% | 6952 | 1.2779 | 0.31948 | 46.9674 | 0.85192 | 47.8193 | WIDTH60_LENGTH60_HIGHT16_ORIENTATION225_WINDOWSRATIO40%_3Dview.U.png | WIDTH60_LENGTH60_HIGHT16_ORIENTATION225_WINDOWSRATIO40%.json
30 | 30 | 8 | 270 | 40% | 1496 | 1.8449 | 0.46123 | 46.9666 | 0.95408 | 47.9207 | WIDTH30_LENGTH30_HIGHT8_ORIENTATION270_WINDOWSRATIO40%_3Dview.U.png | WIDTH30_LENGTH30_HIGHT8_ORIENTATION270_WINDOWSRATIO40%.json
40 | 30 | 8 | 270 | 40% | 1716 | 1.8298 | 0.45746 | 46.9893 | 0.93861 | 47.9279 | WIDTH40_LENGTH30_HIGHT8_ORIENTATION270_WINDOWSRATIO40%_3Dview.U.png | WIDTH40_LENGTH30_HIGHT8_ORIENTATION270_WINDOWSRATIO40%.json
50 | 30 | 8 | 270 | 40% | 1936 | 1.8182 | 0.45455 | 46.9367 | 0.95946 | 47.8961 | WIDTH50_LENGTH30_HIGHT8_ORIENTATION270_WINDOWSRATIO40%_3Dview.U.png | WIDTH50_LENGTH30_HIGHT8_ORIENTATION270_WINDOWSRATIO40%.json
60 | 30 | 8 | 270 | 40% | 2156 | 1.8089 | 0.45223 | 46.9145 | 0.96964 | 47.8841 | WIDTH60_LENGTH30_HIGHT8_ORIENTATION270_WINDOWSRATIO40%_3Dview.U.png | WIDTH60_LENGTH30_HIGHT8_ORIENTATION270_WINDOWSRATIO40%.json
30 | 40 | 8 | 270 | 40% | 1936 | 1.8182 | 0.45455 | 46.944 | 0.94109 | 47.8851 | WIDTH30_LENGTH40_HIGHT8_ORIENTATION270_WINDOWSRATIO40%_3Dview.U.png | WIDTH30_LENGTH40_HIGHT8_ORIENTATION270_WINDOWSRATIO40%.json
40 | 40 | 8 | 270 | 40% | 2156 | 1.8089 | 0.45223 | 47.0144 | 0.90581 | 47.9202 | WIDTH40_LENGTH40_HIGHT8_ORIENTATION270_WINDOWSRATIO40%_3Dview.U.png | WIDTH40_LENGTH40_HIGHT8_ORIENTATION270_WINDOWSRATIO40%.json
50 | 40 | 8 | 270 | 40% | 2376 | 1.8013 | 0.45034 | 46.9759 | 0.92408 | 47.9 | WIDTH50_LENGTH40_HIGHT8_ORIENTATION270_WINDOWSRATIO40%_3Dview.U.png | WIDTH50_LENGTH40_HIGHT8_ORIENTATION270_WINDOWSRATIO40%.json
60 | 40 | 8 | 270 | 40% | 2596 | 1.7951 | 0.44877 | 46.9583 | 0.93332 | 47.8916 | WIDTH60_LENGTH40_HIGHT8_ORIENTATION270_WINDOWSRATIO40%_3Dview.U.png | WIDTH60_LENGTH40_HIGHT8_ORIENTATION270_WINDOWSRATIO40%.json
30 | 50 | 8 | 270 | 40% | 2376 | 1.8013 | 0.45034 | 46.9214 | 0.93262 | 47.854 | WIDTH30_LENGTH50_HIGHT8_ORIENTATION270_WINDOWSRATIO40%_3Dview.U.png | WIDTH30_LENGTH50_HIGHT8_ORIENTATION270_WINDOWSRATIO40%.json
40 | 50 | 8 | 270 | 40% | 2596 | 1.7951 | 0.44877 | 47.0219 | 0.88123 | 47.9032 | WIDTH40_LENGTH50_HIGHT8_ORIENTATION270_WINDOWSRATIO40%_3Dview.U.png | WIDTH40_LENGTH50_HIGHT8_ORIENTATION270_WINDOWSRATIO40%.json
50 | 50 | 8 | 270 | 40% | 2816 | 1.7898 | 0.44744 | 46.9973 | 0.89786 | 47.8951 | WIDTH50_LENGTH50_HIGHT8_ORIENTATION270_WINDOWSRATIO40%_3Dview.U.png | WIDTH50_LENGTH50_HIGHT8_ORIENTATION270_WINDOWSRATIO40%.json
60 | 50 | 8 | 270 | 40% | 3036 | 1.7852 | 0.44631 | 46.9875 | 0.90773 | 47.8952 | WIDTH60_LENGTH50_HIGHT8_ORIENTATION270_WINDOWSRATIO40%_3Dview.U.png | WIDTH60_LENGTH50_HIGHT8_ORIENTATION270_WINDOWSRATIO40%.json
30 | 60 | 8 | 270 | 40% | 2816 | 1.7898 | 0.44744 | 46.8534 | 0.93917 | 47.7925 | WIDTH30_LENGTH60_HIGHT8_ORIENTATION270_WINDOWSRATIO40%_3Dview.U.png | WIDTH30_LENGTH60_HIGHT8_ORIENTATION270_WINDOWSRATIO40%.json
40 | 60 | 8 | 270 | 40% | 3036 | 1.7852 | 0.44631 | 46.983 | 0.87452 | 47.8575 | WIDTH40_LENGTH60_HIGHT8_ORIENTATION270_WINDOWSRATIO40%_3Dview.U.png | WIDTH40_LENGTH60_HIGHT8_ORIENTATION270_WINDOWSRATIO40%.json
50 | 60 | 8 | 270 | 40% | 3256 | 1.7813 | 0.44533 | 46.9699 | 0.8879 | 47.8578 | WIDTH50_LENGTH60_HIGHT8_ORIENTATION270_WINDOWSRATIO40%_3Dview.U.png | WIDTH50_LENGTH60_HIGHT8_ORIENTATION270_WINDOWSRATIO40%.json
60 | 60 | 8 | 270 | 40% | 3476 | 1.7779 | 0.44448 | 46.9691 | 0.89661 | 47.8657 | WIDTH60_LENGTH60_HIGHT8_ORIENTATION270_WINDOWSRATIO40%_3Dview.U.png | WIDTH60_LENGTH60_HIGHT8_ORIENTATION270_WINDOWSRATIO40%.json
30 | 30 | 12 | 270 | 40% | 2244 | 1.5116 | 0.3779 | 46.996 | 0.884 | 47.88 | WIDTH30_LENGTH30_HIGHT12_ORIENTATION270_WINDOWSRATIO40%_3Dview.U.png | WIDTH30_LENGTH30_HIGHT12_ORIENTATION270_WINDOWSRATIO40%.json
40 | 30 | 12 | 270 | 40% | 2574 | 1.4965 | 0.37413 | 47.1118 | 0.81969 | 47.9315 | WIDTH40_LENGTH30_HIGHT12_ORIENTATION270_WINDOWSRATIO40%_3Dview.U.png | WIDTH40_LENGTH30_HIGHT12_ORIENTATION270_WINDOWSRATIO40%.json
50 | 30 | 12 | 270 | 40% | 2904 | 1.4848 | 0.37121 | 47.0645 | 0.83808 | 47.9026 | WIDTH50_LENGTH30_HIGHT12_ORIENTATION270_WINDOWSRATIO40%_3Dview.U.png | WIDTH50_LENGTH30_HIGHT12_ORIENTATION270_WINDOWSRATIO40%.json
60 | 30 | 12 | 270 | 40% | 3234 | 1.4756 | 0.36889 | 47.0446 | 0.84629 | 47.8909 | WIDTH60_LENGTH30_HIGHT12_ORIENTATION270_WINDOWSRATIO40%_3Dview.U.png | WIDTH60_LENGTH30_HIGHT12_ORIENTATION270_WINDOWSRATIO40%.json
30 | 40 | 12 | 270 | 40% | 2904 | 1.4848 | 0.37121 | 46.9525 | 0.88885 | 47.8413 | WIDTH30_LENGTH40_HIGHT12_ORIENTATION270_WINDOWSRATIO40%_3Dview.U.png | WIDTH30_LENGTH40_HIGHT12_ORIENTATION270_WINDOWSRATIO40%.json
40 | 40 | 12 | 270 | 40% | 3234 | 1.4756 | 0.36889 | 47.1449 | 0.78371 | 47.9286 | WIDTH40_LENGTH40_HIGHT12_ORIENTATION270_WINDOWSRATIO40%_3Dview.U.png | WIDTH40_LENGTH40_HIGHT12_ORIENTATION270_WINDOWSRATIO40%.json
50 | 40 | 12 | 270 | 40% | 3564 | 1.468 | 0.367 | 47.11 | 0.80079 | 47.9108 | WIDTH50_LENGTH40_HIGHT12_ORIENTATION270_WINDOWSRATIO40%_3Dview.U.png | WIDTH50_LENGTH40_HIGHT12_ORIENTATION270_WINDOWSRATIO40%.json
60 | 40 | 12 | 270 | 40% | 3894 | 1.4617 | 0.36543 | 47.0924 | 0.80927 | 47.9017 | WIDTH60_LENGTH40_HIGHT12_ORIENTATION270_WINDOWSRATIO40%_3Dview.U.png | WIDTH60_LENGTH40_HIGHT12_ORIENTATION270_WINDOWSRATIO40%.json
30 | 50 | 12 | 270 | 40% | 3564 | 1.468 | 0.367 | 46.9178 | 0.8912 | 47.809 | WIDTH30_LENGTH50_HIGHT12_ORIENTATION270_WINDOWSRATIO40%_3Dview.U.png | WIDTH30_LENGTH50_HIGHT12_ORIENTATION270_WINDOWSRATIO40%.json
40 | 50 | 12 | 270 | 40% | 3894 | 1.4617 | 0.36543 | 47.1632 | 0.75779 | 47.921 | WIDTH40_LENGTH50_HIGHT12_ORIENTATION270_WINDOWSRATIO40%_3Dview.U.png | WIDTH40_LENGTH50_HIGHT12_ORIENTATION270_WINDOWSRATIO40%.json
50 | 50 | 12 | 270 | 40% | 4224 | 1.4564 | 0.36411 | 47.1398 | 0.77172 | 47.9115 | WIDTH50_LENGTH50_HIGHT12_ORIENTATION270_WINDOWSRATIO40%_3Dview.U.png | WIDTH50_LENGTH50_HIGHT12_ORIENTATION270_WINDOWSRATIO40%.json
60 | 50 | 12 | 270 | 40% | 4554 | 1.4519 | 0.36298 | 47.1272 | 0.78163 | 47.9088 | WIDTH60_LENGTH50_HIGHT12_ORIENTATION270_WINDOWSRATIO40%_3Dview.U.png | WIDTH60_LENGTH50_HIGHT12_ORIENTATION270_WINDOWSRATIO40%.json
30 | 60 | 12 | 270 | 40% | 4224 | 1.4564 | 0.36411 | 46.8368 | 0.90801 | 47.7448 | WIDTH30_LENGTH60_HIGHT12_ORIENTATION270_WINDOWSRATIO40%_3Dview.U.png | WIDTH30_LENGTH60_HIGHT12_ORIENTATION270_WINDOWSRATIO40%.json
40 | 60 | 12 | 270 | 40% | 4554 | 1.4519 | 0.36298 | 47.1335 | 0.74995 | 47.8835 | WIDTH40_LENGTH60_HIGHT12_ORIENTATION270_WINDOWSRATIO40%_3Dview.U.png | WIDTH40_LENGTH60_HIGHT12_ORIENTATION270_WINDOWSRATIO40%.json
50 | 60 | 12 | 270 | 40% | 4884 | 1.448 | 0.362 | 47.1234 | 0.75962 | 47.883 | WIDTH50_LENGTH60_HIGHT12_ORIENTATION270_WINDOWSRATIO40%_3Dview.U.png | WIDTH50_LENGTH60_HIGHT12_ORIENTATION270_WINDOWSRATIO40%.json
60 | 60 | 12 | 270 | 40% | 5214 | 1.4446 | 0.36114 | 47.1172 | 0.76873 | 47.8859 | WIDTH60_LENGTH60_HIGHT12_ORIENTATION270_WINDOWSRATIO40%_3Dview.U.png | WIDTH60_LENGTH60_HIGHT12_ORIENTATION270_WINDOWSRATIO40%.json
30 | 30 | 16 | 270 | 40% | 2992 | 1.3449 | 0.33623 | 46.9905 | 0.85616 | 47.8467 | WIDTH30_LENGTH30_HIGHT16_ORIENTATION270_WINDOWSRATIO40%_3Dview.U.png | WIDTH30_LENGTH30_HIGHT16_ORIENTATION270_WINDOWSRATIO40%.json
40 | 30 | 16 | 270 | 40% | 3432 | 1.3298 | 0.33246 | 47.1455 | 0.77304 | 47.9186 | WIDTH40_LENGTH30_HIGHT16_ORIENTATION270_WINDOWSRATIO40%_3Dview.U.png | WIDTH40_LENGTH30_HIGHT16_ORIENTATION270_WINDOWSRATIO40%.json
50 | 30 | 16 | 270 | 40% | 3872 | 1.3182 | 0.32955 | 47.1065 | 0.78787 | 47.8944 | WIDTH50_LENGTH30_HIGHT16_ORIENTATION270_WINDOWSRATIO40%_3Dview.U.png | WIDTH50_LENGTH30_HIGHT16_ORIENTATION270_WINDOWSRATIO40%.json
60 | 30 | 16 | 270 | 40% | 4312 | 1.3089 | 0.32723 | 47.0898 | 0.79408 | 47.8839 | WIDTH60_LENGTH30_HIGHT16_ORIENTATION270_WINDOWSRATIO40%_3Dview.U.png | WIDTH60_LENGTH30_HIGHT16_ORIENTATION270_WINDOWSRATIO40%.json
30 | 40 | 16 | 270 | 40% | 3872 | 1.3182 | 0.32955 | 46.9285 | 0.86877 | 47.7973 | WIDTH30_LENGTH40_HIGHT16_ORIENTATION270_WINDOWSRATIO40%_3Dview.U.png | WIDTH30_LENGTH40_HIGHT16_ORIENTATION270_WINDOWSRATIO40%.json
40 | 40 | 16 | 270 | 40% | 4312 | 1.3089 | 0.32723 | 47.1739 | 0.74189 | 47.9158 | WIDTH40_LENGTH40_HIGHT16_ORIENTATION270_WINDOWSRATIO40%_3Dview.U.png | WIDTH40_LENGTH40_HIGHT16_ORIENTATION270_WINDOWSRATIO40%.json
50 | 40 | 16 | 270 | 40% | 4752 | 1.3013 | 0.32534 | 47.152 | 0.74949 | 47.9015 | WIDTH50_LENGTH40_HIGHT16_ORIENTATION270_WINDOWSRATIO40%_3Dview.U.png | WIDTH50_LENGTH40_HIGHT16_ORIENTATION270_WINDOWSRATIO40%.json
60 | 40 | 16 | 270 | 40% | 5192 | 1.2951 | 0.32377 | 47.1368 | 0.75755 | 47.8944 | WIDTH60_LENGTH40_HIGHT16_ORIENTATION270_WINDOWSRATIO40%_3Dview.U.png | WIDTH60_LENGTH40_HIGHT16_ORIENTATION270_WINDOWSRATIO40%.json
30 | 50 | 16 | 270 | 40% | 4752 | 1.3013 | 0.32534 | 46.8819 | 0.87793 | 47.7598 | WIDTH30_LENGTH50_HIGHT16_ORIENTATION270_WINDOWSRATIO40%_3Dview.U.png | WIDTH30_LENGTH50_HIGHT16_ORIENTATION270_WINDOWSRATIO40%.json
40 | 50 | 16 | 270 | 40% | 5192 | 1.2951 | 0.32377 | 47.1913 | 0.71959 | 47.9109 | WIDTH40_LENGTH50_HIGHT16_ORIENTATION270_WINDOWSRATIO40%_3Dview.U.png | WIDTH40_LENGTH50_HIGHT16_ORIENTATION270_WINDOWSRATIO40%.json
50 | 50 | 16 | 270 | 40% | 5632 | 1.2898 | 0.32244 | 47.186 | 0.71968 | 47.9057 | WIDTH50_LENGTH50_HIGHT16_ORIENTATION270_WINDOWSRATIO40%_3Dview.U.png | WIDTH50_LENGTH50_HIGHT16_ORIENTATION270_WINDOWSRATIO40%.json
60 | 50 | 16 | 270 | 40% | 6072 | 1.2852 | 0.32131 | 47.1739 | 0.72875 | 47.9026 | WIDTH60_LENGTH50_HIGHT16_ORIENTATION270_WINDOWSRATIO40%_3Dview.U.png | WIDTH60_LENGTH50_HIGHT16_ORIENTATION270_WINDOWSRATIO40%.json
30 | 60 | 16 | 270 | 40% | 5632 | 1.2898 | 0.32244 | 46.7895 | 0.90052 | 47.69 | WIDTH30_LENGTH60_HIGHT16_ORIENTATION270_WINDOWSRATIO40%_3Dview.U.png | WIDTH30_LENGTH60_HIGHT16_ORIENTATION270_WINDOWSRATIO40%.json
40 | 60 | 16 | 270 | 40% | 6072 | 1.2852 | 0.32131 | 47.1608 | 0.715 | 47.8758 | WIDTH40_LENGTH60_HIGHT16_ORIENTATION270_WINDOWSRATIO40%_3Dview.U.png | WIDTH40_LENGTH60_HIGHT16_ORIENTATION270_WINDOWSRATIO40%.json
50 | 60 | 16 | 270 | 40% | 6512 | 1.2813 | 0.32033 | 47.1726 | 0.7067 | 47.8793 | WIDTH50_LENGTH60_HIGHT16_ORIENTATION270_WINDOWSRATIO40%_3Dview.U.png | WIDTH50_LENGTH60_HIGHT16_ORIENTATION270_WINDOWSRATIO40%.json
60 | 60 | 16 | 270 | 40% | 6952 | 1.2779 | 0.31948 | 47.1678 | 0.71519 | 47.8829 | WIDTH60_LENGTH60_HIGHT16_ORIENTATION270_WINDOWSRATIO40%_3Dview.U.png | WIDTH60_LENGTH60_HIGHT16_ORIENTATION270_WINDOWSRATIO40%.json
30 | 30 | 8 | 315 | 40% | 1496 | 1.8449 | 0.46123 | 46.7112 | 1.1137 | 47.8249 | WIDTH30_LENGTH30_HIGHT8_ORIENTATION315_WINDOWSRATIO40%_3Dview.U.png | WIDTH30_LENGTH30_HIGHT8_ORIENTATION315_WINDOWSRATIO40%.json
40 | 30 | 8 | 315 | 40% | 1716 | 1.8298 | 0.45746 | 46.8322 | 1.0392 | 47.8714 | WIDTH40_LENGTH30_HIGHT8_ORIENTATION315_WINDOWSRATIO40%_3Dview.U.png | WIDTH40_LENGTH30_HIGHT8_ORIENTATION315_WINDOWSRATIO40%.json
50 | 30 | 8 | 315 | 40% | 1936 | 1.8182 | 0.45455 | 46.8413 | 1.0227 | 47.864 | WIDTH50_LENGTH30_HIGHT8_ORIENTATION315_WINDOWSRATIO40%_3Dview.U.png | WIDTH50_LENGTH30_HIGHT8_ORIENTATION315_WINDOWSRATIO40%.json
60 | 30 | 8 | 315 | 40% | 2156 | 1.8089 | 0.45223 | 46.8047 | 1.0339 | 47.8386 | WIDTH60_LENGTH30_HIGHT8_ORIENTATION315_WINDOWSRATIO40%_3Dview.U.png | WIDTH60_LENGTH30_HIGHT8_ORIENTATION315_WINDOWSRATIO40%.json
30 | 40 | 8 | 315 | 40% | 1936 | 1.8182 | 0.45455 | 46.6251 | 1.1418 | 47.7669 | WIDTH30_LENGTH40_HIGHT8_ORIENTATION315_WINDOWSRATIO40%_3Dview.U.png | WIDTH30_LENGTH40_HIGHT8_ORIENTATION315_WINDOWSRATIO40%.json
40 | 40 | 8 | 315 | 40% | 2156 | 1.8089 | 0.45223 | 46.7922 | 1.0501 | 47.8422 | WIDTH40_LENGTH40_HIGHT8_ORIENTATION315_WINDOWSRATIO40%_3Dview.U.png | WIDTH40_LENGTH40_HIGHT8_ORIENTATION315_WINDOWSRATIO40%.json
50 | 40 | 8 | 315 | 40% | 2376 | 1.8013 | 0.45034 | 46.8133 | 1.0322 | 47.8455 | WIDTH50_LENGTH40_HIGHT8_ORIENTATION315_WINDOWSRATIO40%_3Dview.U.png | WIDTH50_LENGTH40_HIGHT8_ORIENTATION315_WINDOWSRATIO40%.json
60 | 40 | 8 | 315 | 40% | 2596 | 1.7951 | 0.44877 | 46.7877 | 1.0376 | 47.8253 | WIDTH60_LENGTH40_HIGHT8_ORIENTATION315_WINDOWSRATIO40%_3Dview.U.png | WIDTH60_LENGTH40_HIGHT8_ORIENTATION315_WINDOWSRATIO40%.json
30 | 50 | 8 | 315 | 40% | 2376 | 1.8013 | 0.45034 | 46.569 | 1.1587 | 47.7277 | WIDTH30_LENGTH50_HIGHT8_ORIENTATION315_WINDOWSRATIO40%_3Dview.U.png | WIDTH30_LENGTH50_HIGHT8_ORIENTATION315_WINDOWSRATIO40%.json
40 | 50 | 8 | 315 | 40% | 2596 | 1.7951 | 0.44877 | 46.7661 | 1.0567 | 47.8227 | WIDTH40_LENGTH50_HIGHT8_ORIENTATION315_WINDOWSRATIO40%_3Dview.U.png | WIDTH40_LENGTH50_HIGHT8_ORIENTATION315_WINDOWSRATIO40%.json
50 | 50 | 8 | 315 | 40% | 2816 | 1.7898 | 0.44744 | 46.7943 | 1.0372 | 47.8315 | WIDTH50_LENGTH50_HIGHT8_ORIENTATION315_WINDOWSRATIO40%_3Dview.U.png | WIDTH50_LENGTH50_HIGHT8_ORIENTATION315_WINDOWSRATIO40%.json
60 | 50 | 8 | 315 | 40% | 3036 | 1.7852 | 0.44631 | 46.7766 | 1.0407 | 47.8173 | WIDTH60_LENGTH50_HIGHT8_ORIENTATION315_WINDOWSRATIO40%_3Dview.U.png | WIDTH60_LENGTH50_HIGHT8_ORIENTATION315_WINDOWSRATIO40%.json
30 | 60 | 8 | 315 | 40% | 2816 | 1.7898 | 0.44744 | 46.4746 | 1.1845 | 47.6592 | WIDTH30_LENGTH60_HIGHT8_ORIENTATION315_WINDOWSRATIO40%_3Dview.U.png | WIDTH30_LENGTH60_HIGHT8_ORIENTATION315_WINDOWSRATIO40%.json
40 | 60 | 8 | 315 | 40% | 3036 | 1.7852 | 0.44631 | 46.7005 | 1.0751 | 47.7756 | WIDTH40_LENGTH60_HIGHT8_ORIENTATION315_WINDOWSRATIO40%_3Dview.U.png | WIDTH40_LENGTH60_HIGHT8_ORIENTATION315_WINDOWSRATIO40%.json
50 | 60 | 8 | 315 | 40% | 3256 | 1.7813 | 0.44533 | 46.7401 | 1.0513 | 47.7915 | WIDTH50_LENGTH60_HIGHT8_ORIENTATION315_WINDOWSRATIO40%_3Dview.U.png | WIDTH50_LENGTH60_HIGHT8_ORIENTATION315_WINDOWSRATIO40%.json
60 | 60 | 8 | 315 | 40% | 3476 | 1.7779 | 0.44448 | 46.7315 | 1.0516 | 47.7831 | WIDTH60_LENGTH60_HIGHT8_ORIENTATION315_WINDOWSRATIO40%_3Dview.U.png | WIDTH60_LENGTH60_HIGHT8_ORIENTATION315_WINDOWSRATIO40%.json
30 | 30 | 12 | 315 | 40% | 2244 | 1.5116 | 0.3779 | 46.7796 | 1.0149 | 47.7945 | WIDTH30_LENGTH30_HIGHT12_ORIENTATION315_WINDOWSRATIO40%_3Dview.U.png | WIDTH30_LENGTH30_HIGHT12_ORIENTATION315_WINDOWSRATIO40%.json
40 | 30 | 12 | 315 | 40% | 2574 | 1.4965 | 0.37413 | 46.948 | 0.92428 | 47.8723 | WIDTH40_LENGTH30_HIGHT12_ORIENTATION315_WINDOWSRATIO40%_3Dview.U.png | WIDTH40_LENGTH30_HIGHT12_ORIENTATION315_WINDOWSRATIO40%.json
50 | 30 | 12 | 315 | 40% | 2904 | 1.4848 | 0.37121 | 46.9802 | 0.89359 | 47.8738 | WIDTH50_LENGTH30_HIGHT12_ORIENTATION315_WINDOWSRATIO40%_3Dview.U.png | WIDTH50_LENGTH30_HIGHT12_ORIENTATION315_WINDOWSRATIO40%.json
60 | 30 | 12 | 315 | 40% | 3234 | 1.4756 | 0.36889 | 46.9526 | 0.90053 | 47.8531 | WIDTH60_LENGTH30_HIGHT12_ORIENTATION315_WINDOWSRATIO40%_3Dview.U.png | WIDTH60_LENGTH30_HIGHT12_ORIENTATION315_WINDOWSRATIO40%.json
30 | 40 | 12 | 315 | 40% | 2904 | 1.4848 | 0.37121 | 46.6742 | 1.0515 | 47.7257 | WIDTH30_LENGTH40_HIGHT12_ORIENTATION315_WINDOWSRATIO40%_3Dview.U.png | WIDTH30_LENGTH40_HIGHT12_ORIENTATION315_WINDOWSRATIO40%.json
40 | 40 | 12 | 315 | 40% | 3234 | 1.4756 | 0.36889 | 46.8995 | 0.93846 | 47.838 | WIDTH40_LENGTH40_HIGHT12_ORIENTATION315_WINDOWSRATIO40%_3Dview.U.png | WIDTH40_LENGTH40_HIGHT12_ORIENTATION315_WINDOWSRATIO40%.json
50 | 40 | 12 | 315 | 40% | 3564 | 1.468 | 0.367 | 46.948 | 0.9031 | 47.8511 | WIDTH50_LENGTH40_HIGHT12_ORIENTATION315_WINDOWSRATIO40%_3Dview.U.png | WIDTH50_LENGTH40_HIGHT12_ORIENTATION315_WINDOWSRATIO40%.json
60 | 40 | 12 | 315 | 40% | 3894 | 1.4617 | 0.36543 | 46.9311 | 0.90518 | 47.8363 | WIDTH60_LENGTH40_HIGHT12_ORIENTATION315_WINDOWSRATIO40%_3Dview.U.png | WIDTH60_LENGTH40_HIGHT12_ORIENTATION315_WINDOWSRATIO40%.json
30 | 50 | 12 | 315 | 40% | 3564 | 1.468 | 0.367 | 46.6035 | 1.0746 | 47.6781 | WIDTH30_LENGTH50_HIGHT12_ORIENTATION315_WINDOWSRATIO40%_3Dview.U.png | WIDTH30_LENGTH50_HIGHT12_ORIENTATION315_WINDOWSRATIO40%.json
40 | 50 | 12 | 315 | 40% | 3894 | 1.4617 | 0.36543 | 46.8671 | 0.94841 | 47.8155 | WIDTH40_LENGTH50_HIGHT12_ORIENTATION315_WINDOWSRATIO40%_3Dview.U.png | WIDTH40_LENGTH50_HIGHT12_ORIENTATION315_WINDOWSRATIO40%.json
50 | 50 | 12 | 315 | 40% | 4224 | 1.4564 | 0.36411 | 46.9256 | 0.91082 | 47.8365 | WIDTH50_LENGTH50_HIGHT12_ORIENTATION315_WINDOWSRATIO40%_3Dview.U.png | WIDTH50_LENGTH50_HIGHT12_ORIENTATION315_WINDOWSRATIO40%.json
60 | 50 | 12 | 315 | 40% | 4554 | 1.4519 | 0.36298 | 46.9177 | 0.90769 | 47.8254 | WIDTH60_LENGTH50_HIGHT12_ORIENTATION315_WINDOWSRATIO40%_3Dview.U.png | WIDTH60_LENGTH50_HIGHT12_ORIENTATION315_WINDOWSRATIO40%.json
30 | 60 | 12 | 315 | 40% | 4224 | 1.4564 | 0.36411 | 46.4993 | 1.1061 | 47.6053 | WIDTH30_LENGTH60_HIGHT12_ORIENTATION315_WINDOWSRATIO40%_3Dview.U.png | WIDTH30_LENGTH60_HIGHT12_ORIENTATION315_WINDOWSRATIO40%.json
40 | 60 | 12 | 315 | 40% | 4554 | 1.4519 | 0.36298 | 46.8004 | 0.96757 | 47.768 | WIDTH40_LENGTH60_HIGHT12_ORIENTATION315_WINDOWSRATIO40%_3Dview.U.png | WIDTH40_LENGTH60_HIGHT12_ORIENTATION315_WINDOWSRATIO40%.json
50 | 60 | 12 | 315 | 40% | 4884 | 1.448 | 0.362 | 46.8715 | 0.92531 | 47.7968 | WIDTH50_LENGTH60_HIGHT12_ORIENTATION315_WINDOWSRATIO40%_3Dview.U.png | WIDTH50_LENGTH60_HIGHT12_ORIENTATION315_WINDOWSRATIO40%.json
60 | 60 | 12 | 315 | 40% | 5214 | 1.4446 | 0.36114 | 46.8721 | 0.92031 | 47.7924 | WIDTH60_LENGTH60_HIGHT12_ORIENTATION315_WINDOWSRATIO40%_3Dview.U.png | WIDTH60_LENGTH60_HIGHT12_ORIENTATION315_WINDOWSRATIO40%.json
30 | 30 | 16 | 315 | 40% | 2992 | 1.3449 | 0.33623 | 46.7879 | 0.97567 | 47.7636 | WIDTH30_LENGTH30_HIGHT16_ORIENTATION315_WINDOWSRATIO40%_3Dview.U.png | WIDTH30_LENGTH30_HIGHT16_ORIENTATION315_WINDOWSRATIO40%.json
40 | 30 | 16 | 315 | 40% | 3432 | 1.3298 | 0.33246 | 46.97 | 0.88402 | 47.854 | WIDTH40_LENGTH30_HIGHT16_ORIENTATION315_WINDOWSRATIO40%_3Dview.U.png | WIDTH40_LENGTH30_HIGHT16_ORIENTATION315_WINDOWSRATIO40%.json
50 | 30 | 16 | 315 | 40% | 3872 | 1.3182 | 0.32955 | 47.0223 | 0.84359 | 47.8659 | WIDTH50_LENGTH30_HIGHT16_ORIENTATION315_WINDOWSRATIO40%_3Dview.U.png | WIDTH50_LENGTH30_HIGHT16_ORIENTATION315_WINDOWSRATIO40%.json
60 | 30 | 16 | 315 | 40% | 4312 | 1.3089 | 0.32723 | 47.0053 | 0.84432 | 47.8496 | WIDTH60_LENGTH30_HIGHT16_ORIENTATION315_WINDOWSRATIO40%_3Dview.U.png | WIDTH60_LENGTH30_HIGHT16_ORIENTATION315_WINDOWSRATIO40%.json
30 | 40 | 16 | 315 | 40% | 3872 | 1.3182 | 0.32955 | 46.6649 | 1.0182 | 47.6831 | WIDTH30_LENGTH40_HIGHT16_ORIENTATION315_WINDOWSRATIO40%_3Dview.U.png | WIDTH30_LENGTH40_HIGHT16_ORIENTATION315_WINDOWSRATIO40%.json
40 | 40 | 16 | 315 | 40% | 4312 | 1.3089 | 0.32723 | 46.9137 | 0.90393 | 47.8176 | WIDTH40_LENGTH40_HIGHT16_ORIENTATION315_WINDOWSRATIO40%_3Dview.U.png | WIDTH40_LENGTH40_HIGHT16_ORIENTATION315_WINDOWSRATIO40%.json
50 | 40 | 16 | 315 | 40% | 4752 | 1.3013 | 0.32534 | 46.9866 | 0.85546 | 47.8421 | WIDTH50_LENGTH40_HIGHT16_ORIENTATION315_WINDOWSRATIO40%_3Dview.U.png | WIDTH50_LENGTH40_HIGHT16_ORIENTATION315_WINDOWSRATIO40%.json
60 | 40 | 16 | 315 | 40% | 5192 | 1.2951 | 0.32377 | 46.9822 | 0.85056 | 47.8328 | WIDTH60_LENGTH40_HIGHT16_ORIENTATION315_WINDOWSRATIO40%_3Dview.U.png | WIDTH60_LENGTH40_HIGHT16_ORIENTATION315_WINDOWSRATIO40%.json
30 | 50 | 16 | 315 | 40% | 4752 | 1.3013 | 0.32534 | 46.5822 | 1.0462 | 47.6284 | WIDTH30_LENGTH50_HIGHT16_ORIENTATION315_WINDOWSRATIO40%_3Dview.U.png | WIDTH30_LENGTH50_HIGHT16_ORIENTATION315_WINDOWSRATIO40%.json
40 | 50 | 16 | 315 | 40% | 5192 | 1.2951 | 0.32377 | 46.8731 | 0.91677 | 47.7899 | WIDTH40_LENGTH50_HIGHT16_ORIENTATION315_WINDOWSRATIO40%_3Dview.U.png | WIDTH40_LENGTH50_HIGHT16_ORIENTATION315_WINDOWSRATIO40%.json
50 | 50 | 16 | 315 | 40% | 5632 | 1.2898 | 0.32244 | 46.9621 | 0.86316 | 47.8252 | WIDTH50_LENGTH50_HIGHT16_ORIENTATION315_WINDOWSRATIO40%_3Dview.U.png | WIDTH50_LENGTH50_HIGHT16_ORIENTATION315_WINDOWSRATIO40%.json
60 | 50 | 16 | 315 | 40% | 6072 | 1.2852 | 0.32131 | 46.9676 | 0.85396 | 47.8215 | WIDTH60_LENGTH50_HIGHT16_ORIENTATION315_WINDOWSRATIO40%_3Dview.U.png | WIDTH60_LENGTH50_HIGHT16_ORIENTATION315_WINDOWSRATIO40%.json
30 | 60 | 16 | 315 | 40% | 5632 | 1.2898 | 0.32244 | 46.4675 | 1.0817 | 47.5492 | WIDTH30_LENGTH60_HIGHT16_ORIENTATION315_WINDOWSRATIO40%_3Dview.U.png | WIDTH30_LENGTH60_HIGHT16_ORIENTATION315_WINDOWSRATIO40%.json
40 | 60 | 16 | 315 | 40% | 6072 | 1.2852 | 0.32131 | 46.8006 | 0.93936 | 47.74 | WIDTH40_LENGTH60_HIGHT16_ORIENTATION315_WINDOWSRATIO40%_3Dview.U.png | WIDTH40_LENGTH60_HIGHT16_ORIENTATION315_WINDOWSRATIO40%.json
50 | 60 | 16 | 315 | 40% | 6512 | 1.2813 | 0.32033 | 46.9051 | 0.88023 | 47.7853 | WIDTH50_LENGTH60_HIGHT16_ORIENTATION315_WINDOWSRATIO40%_3Dview.U.png | WIDTH50_LENGTH60_HIGHT16_ORIENTATION315_WINDOWSRATIO40%.json
60 | 60 | 16 | 315 | 40% | 6952 | 1.2779 | 0.31948 | 46.921 | 0.8663 | 47.7873 | WIDTH60_LENGTH60_HIGHT16_ORIENTATION315_WINDOWSRATIO40%_3Dview.U.png | WIDTH60_LENGTH60_HIGHT16_ORIENTATION315_WINDOWSRATIO40%.json